{"text_format":"3","workbook":"xls","n_sheets":7,"sheets":["1.1 封-1 封面","3.1 表-08 分部分项工程和单价措施项目清单与计价表","3.2 表-11 总价措施项目清单与计价表","3.3 表-13 规费、税金项目计价表","4.1 表-08 分部分项工程和单价措施项目清单与计价表","4.2 表-11 总价措施项目清单与计价表","4.3 表-13 规费、税金项目计价表"],"not_rendered":{"external_links":1,"defined_names":7},"read":"whole","date_system":"1900","formulas":"cached_only"}

{"sheet":"1.1 封-1 封面","index":0,"n_rows":19,"n_cols":7,"rows_kept":19,"merged":[[1,2,2,5],[1,6,2,7],[5,0,5,8],[10,4,11,6],[11,1,11,3],[12,4,12,6],[14,4,15,6],[15,1,15,3],[16,4,16,6],[18,3,18,4]],"flags":["formulas_cached_only"]}
[]
[null,null,"国际公寓宿舍2-3单元改造",{"$nulls":3},"工程"]
[]
[]
[]
["招标工程量清单"]
[]
[]
[]
[]
[]
[null,"招  标  人："]
[{"$nulls":4},"（单位盖章）"]
[]
[]
[null,"造价咨询人："]
[{"$nulls":4},"（单位盖章）"]
[]
[{"$nulls":3},"2023年03月01日"]

{"sheet":"3.1 表-08 分部分项工程和单价措施项目清单与计价表","index":1,"n_rows":447,"n_cols":12,"rows_kept":447,"merged":[[0,0,0,11],[1,0,1,4],[1,5,1,9],[1,10,1,11],[2,0,4,0],[2,1,4,1],[2,2,4,3],[2,4,4,5],[2,6,4,6],[2,7,4,7],[2,8,2,11],[3,8,4,8],[3,9,4,10],[5,2,5,5],[5,9,5,10],[6,0,7,0],[6,1,7,1],[6,2,7,3],[6,4,7,5],[6,6,7,6],[6,7,7,7],[6,8,7,8],[6,9,7,10],[6,11,7,11],[8,0,9,0],[8,1,9,1],[8,2,9,3],[8,4,9,5],[8,6,9,6],[8,7,9,7],[8,8,9,8],[8,9,9,10],[8,11,9,11],[10,0,13,0],[10,1,13,1],[10,2,13,3],[10,4,13,5],[10,6,13,6],[10,7,13,7],[10,8,13,8],[10,9,13,10],[10,11,13,11],[14,0,15,0],[14,1,15,1],[14,2,15,3],[14,4,15,5],[14,6,15,6],[14,7,15,7],[14,8,15,8],[14,9,15,10],[14,11,15,11],[16,2,16,3],[16,4,16,5],[16,9,16,10],[17,2,17,3],[17,4,17,5],[17,9,17,10],[18,2,18,3],[18,4,18,5],[18,9,18,10],[19,0,19,8],[19,9,19,10],[21,3,21,11],[22,0,22,11],[23,0,23,4],[23,5,23,9],[23,10,23,11],[24,0,26,0],[24,1,26,1],[24,2,26,3],[24,4,26,5],[24,6,26,6],[24,7,26,7],[24,8,24,11],[25,8,26,8],[25,9,26,10],[27,0,28,0],[27,1,28,1],[27,2,28,3],[27,4,28,5],[27,6,28,6],[27,7,28,7],[27,8,28,8],[27,9,28,10],[27,11,28,11],[29,2,29,5],[29,9,29,10],[30,2,30,5],[30,9,30,10],[31,0,35,0],[31,1,35,1],[31,2,35,3],[31,4,35,5],[31,6,35,6],[31,7,35,7],[31,8,35,8],[31,9,35,10],[31,11,35,11],[36,2,36,3],[36,4,36,5],[36,9,36,10],[37,0,38,0],[37,1,38,1],[37,2,38,3],[37,4,38,5],[37,6,38,6],[37,7,38,7],[37,8,38,8],[37,9,38,10],[37,11,38,11],[39,2,39,3],[39,4,39,5],[39,9,39,10],[40,0,40,8],[40,9,40,10],[42,3,42,11],[43,0,43,11],[44,0,44,4],[44,5,44,9],[44,10,44,11],[45,0,47,0],[45,1,47,1],[45,2,47,3],[45,4,47,5],[45,6,47,6],[45,7,47,7],[45,8,45,11],[46,8,47,8],[46,9,47,10],[48,0,49,0],[48,1,49,1],[48,2,49,3],[48,4,49,5],[48,6,49,6],[48,7,49,7],[48,8,49,8],[48,9,49,10],[48,11,49,11],[50,0,51,0],[50,1,51,1],[50,2,51,3],[50,4,51,5],[50,6,51,6],[50,7,51,7],[50,8,51,8],[50,9,51,10],[50,11,51,11],[52,0,53,0],[52,1,53,1],[52,2,53,3],[52,4,53,5],[52,6,53,6],[52,7,53,7],[52,8,53,8],[52,9,53,10],[52,11,53,11],[54,0,55,0],[54,1,55,1],[54,2,55,3],[54,4,55,5],[54,6,55,6],[54,7,55,7],[54,8,55,8],[54,9,55,10],[54,11,55,11],[56,0,57,0],[56,1,57,1],[56,2,57,3],[56,4,57,5],[56,6,57,6],[56,7,57,7],[56,8,57,8],[56,9,57,10],[56,11,57,11],[58,2,58,3],[58,4,58,5],[58,9,58,10],[59,2,59,3],[59,4,59,5],[59,9,59,10],[60,2,60,3],[60,4,60,5],[60,9,60,10],[61,2,61,3],[61,4,61,5],[61,9,61,10],[62,2,62,3],[62,4,62,5],[62,9,62,10],[63,0,63,8],[63,9,63,10],[65,3,65,11],[66,0,66,11],[67,0,67,4],[67,5,67,9],[67,10,67,11],[68,0,70,0],[68,1,70,1],[68,2,70,3],[68,4,70,5],[68,6,70,6],[68,7,70,7],[68,8,68,11],[69,8,70,8],[69,9,70,10],[71,0,72,0],[71,1,72,1],[71,2,72,3],[71,4,72,5],[71,6,72,6],[71,7,72,7],[71,8,72,8],[71,9,72,10],[71,11,72,11],[73,0,74,0],[73,1,74,1],[73,2,74,3],[73,4,74,5],[73,6,74,6],[73,7,74,7],[73,8,74,8],[73,9,74,10],[73,11,74,11],[75,0,76,0],[75,1,76,1],[75,2,76,3],[75,4,76,5],[75,6,76,6],[75,7,76,7],[75,8,76,8],[75,9,76,10],[75,11,76,11],[77,0,78,0],[77,1,78,1],[77,2,78,3],[77,4,78,5],[77,6,78,6],[77,7,78,7],[77,8,78,8],[77,9,78,10],[77,11,78,11],[79,0,80,0],[79,1,80,1],[79,2,80,3],[79,4,80,5],[79,6,80,6],[79,7,80,7],[79,8,80,8],[79,9,80,10],[79,11,80,11],[81,2,81,3],[81,4,81,5],[81,9,81,10],[82,2,82,3],[82,4,82,5],[82,9,82,10],[83,2,83,3],[83,4,83,5],[83,9,83,10],[84,2,84,3],[84,4,84,5],[84,9,84,10],[85,2,85,3],[85,4,85,5],[85,9,85,10],[86,0,86,8],[86,9,86,10],[88,3,88,11],[89,0,89,11],[90,0,90,4],[90,5,90,9],[90,10,90,11],[91,0,93,0],[91,1,93,1],[91,2,93,3],[91,4,93,5],[91,6,93,6],[91,7,93,7],[91,8,91,11],[92,8,93,8],[92,9,93,10],[94,0,95,0],[94,1,95,1],[94,2,95,3],[94,4,95,5],[94,6,95,6],[94,7,95,7],[94,8,95,8],[94,9,95,10],[94,11,95,11],[96,0,98,0],[96,1,98,1],[96,2,98,3],[96,4,98,5],[96,6,98,6],[96,7,98,7],[96,8,98,8],[96,9,98,10],[96,11,98,11],[99,0,102,0],[99,1,102,1],[99,2,102,3],[99,4,102,5],[99,6,102,6],[99,7,102,7],[99,8,102,8],[99,9,102,10],[99,11,102,11],[103,2,103,3],[103,4,103,5],[103,9,103,10],[104,2,104,3],[104,4,104,5],[104,9,104,10],[105,2,105,3],[105,4,105,5],[105,9,105,10],[106,2,106,3],[106,4,106,5],[106,9,106,10],[107,2,107,3],[107,4,107,5],[107,9,107,10],[108,2,108,3],[108,4,108,5],[108,9,108,10],[109,2,109,3],[109,4,109,5],[109,9,109,10],[110,0,110,8],[110,9,110,10],[112,3,112,11],[113,0,113,11],[114,0,114,4],[114,5,114,9],[114,10,114,11],[115,0,117,0],[115,1,117,1],[115,2,117,3],[115,4,117,5],[115,6,117,6],[115,7,117,7],[115,8,115,11],[116,8,117,8],[116,9,117,10],[118,0,122,0],[118,1,122,1],[118,2,122,3],[118,4,122,5],[118,6,122,6],[118,7,122,7],[118,8,122,8],[118,9,122,10],[118,11,122,11],[123,0,124,0],[123,1,124,1],[123,2,124,3],[123,4,124,5],[123,6,124,6],[123,7,124,7],[123,8,124,8],[123,9,124,10],[123,11,124,11],[125,2,125,3],[125,4,125,5],[125,9,125,10],[126,2,126,3],[126,4,126,5],[126,9,126,10],[127,2,127,3],[127,4,127,5],[127,9,127,10],[128,2,128,3],[128,4,128,5],[128,9,128,10],[129,2,129,3],[129,4,129,5],[129,9,129,10],[130,2,130,3],[130,4,130,5],[130,9,130,10],[131,2,131,3],[131,4,131,5],[131,9,131,10],[132,2,132,3],[132,4,132,5],[132,9,132,10],[133,2,133,3],[133,4,133,5],[133,9,133,10],[134,2,134,3],[134,4,134,5],[134,9,134,10],[135,0,135,8],[135,9,135,10],[137,3,137,11],[138,0,138,11],[139,0,139,4],[139,5,139,9],[139,10,139,11],[140,0,142,0],[140,1,142,1],[140,2,142,3],[140,4,142,5],[140,6,142,6],[140,7,142,7],[140,8,140,11],[141,8,142,8],[141,9,142,10],[143,0,145,0],[143,1,145,1],[143,2,145,3],[143,4,145,5],[143,6,145,6],[143,7,145,7],[143,8,145,8],[143,9,145,10],[143,11,145,11],[146,0,147,0],[146,1,147,1],[146,2,147,3],[146,4,147,5],[146,6,147,6],[146,7,147,7],[146,8,147,8],[146,9,147,10],[146,11,147,11],[148,0,149,0],[148,1,149,1],[148,2,149,3],[148,4,149,5],[148,6,149,6],[148,7,149,7],[148,8,149,8],[148,9,149,10],[148,11,149,11],[150,0,151,0],[150,1,151,1],[150,2,151,3],[150,4,151,5],[150,6,151,6],[150,7,151,7],[150,8,151,8],[150,9,151,10],[150,11,151,11],[152,0,153,0],[152,1,153,1],[152,2,153,3],[152,4,153,5],[152,6,153,6],[152,7,153,7],[152,8,153,8],[152,9,153,10],[152,11,153,11],[154,2,154,3],[154,4,154,5],[154,9,154,10],[155,2,155,3],[155,4,155,5],[155,9,155,10],[156,2,156,3],[156,4,156,5],[156,9,156,10],[157,2,157,3],[157,4,157,5],[157,9,157,10],[158,0,158,8],[158,9,158,10],[160,3,160,11],[161,0,161,11],[162,0,162,4],[162,5,162,9],[162,10,162,11],[163,0,165,0],[163,1,165,1],[163,2,165,3],[163,4,165,5],[163,6,165,6],[163,7,165,7],[163,8,163,11],[164,8,165,8],[164,9,165,10],[166,0,167,0],[166,1,167,1],[166,2,167,3],[166,4,167,5],[166,6,167,6],[166,7,167,7],[166,8,167,8],[166,9,167,10],[166,11,167,11],[168,2,168,5],[168,9,168,10],[169,2,169,5],[169,9,169,10],[170,0,174,0],[170,1,174,1],[170,2,174,3],[170,4,174,5],[170,6,174,6],[170,7,174,7],[170,8,174,8],[170,9,174,10],[170,11,174,11],[175,0,176,0],[175,1,176,1],[175,2,176,3],[175,4,176,5],[175,6,176,6],[175,7,176,7],[175,8,176,8],[175,9,176,10],[175,11,176,11],[177,2,177,3],[177,4,177,5],[177,9,177,10],[178,2,178,3],[178,4,178,5],[178,9,178,10],[179,2,179,3],[179,4,179,5],[179,9,179,10],[180,2,180,3],[180,4,180,5],[180,9,180,10],[181,0,181,8],[181,9,181,10],[183,3,183,11],[184,0,184,11],[185,0,185,4],[185,5,185,9],[185,10,185,11],[186,0,188,0],[186,1,188,1],[186,2,188,3],[186,4,188,5],[186,6,188,6],[186,7,188,7],[186,8,186,11],[187,8,188,8],[187,9,188,10],[189,0,190,0],[189,1,190,1],[189,2,190,3],[189,4,190,5],[189,6,190,6],[189,7,190,7],[189,8,190,8],[189,9,190,10],[189,11,190,11],[191,0,192,0],[191,1,192,1],[191,2,192,3],[191,4,192,5],[191,6,192,6],[191,7,192,7],[191,8,192,8],[191,9,192,10],[191,11,192,11],[193,0,194,0],[193,1,194,1],[193,2,194,3],[193,4,194,5],[193,6,194,6],[193,7,194,7],[193,8,194,8],[193,9,194,10],[193,11,194,11],[195,0,196,0],[195,1,196,1],[195,2,196,3],[195,4,196,5],[195,6,196,6],[195,7,196,7],[195,8,196,8],[195,9,196,10],[195,11,196,11],[197,0,198,0],[197,1,198,1],[197,2,198,3],[197,4,198,5],[197,6,198,6],[197,7,198,7],[197,8,198,8],[197,9,198,10],[197,11,198,11],[199,2,199,3],[199,4,199,5],[199,9,199,10],[200,2,200,3],[200,4,200,5],[200,9,200,10],[201,2,201,3],[201,4,201,5],[201,9,201,10],[202,2,202,3],[202,4,202,5],[202,9,202,10],[203,2,203,3],[203,4,203,5],[203,9,203,10],[204,0,204,8],[204,9,204,10],[206,3,206,11],[207,0,207,11],[208,0,208,4],[208,5,208,9],[208,10,208,11],[209,0,211,0],[209,1,211,1],[209,2,211,3],[209,4,211,5],[209,6,211,6],[209,7,211,7],[209,8,209,11],[210,8,211,8],[210,9,211,10],[212,0,213,0],[212,1,213,1],[212,2,213,3],[212,4,213,5],[212,6,213,6],[212,7,213,7],[212,8,213,8],[212,9,213,10],[212,11,213,11],[214,0,215,0],[214,1,215,1],[214,2,215,3],[214,4,215,5],[214,6,215,6],[214,7,215,7],[214,8,215,8],[214,9,215,10],[214,11,215,11],[216,0,217,0],[216,1,217,1],[216,2,217,3],[216,4,217,5],[216,6,217,6],[216,7,217,7],[216,8,217,8],[216,9,217,10],[216,11,217,11],[218,0,219,0],[218,1,219,1],[218,2,219,3],[218,4,219,5],[218,6,219,6],[218,7,219,7],[218,8,219,8],[218,9,219,10],[218,11,219,11],[220,0,221,0],[220,1,221,1],[220,2,221,3],[220,4,221,5],[220,6,221,6],[220,7,221,7],[220,8,221,8],[220,9,221,10],[220,11,221,11],[222,2,222,3],[222,4,222,5],[222,9,222,10],[223,2,223,3],[223,4,223,5],[223,9,223,10],[224,2,224,3],[224,4,224,5],[224,9,224,10],[225,2,225,3],[225,4,225,5],[225,9,225,10],[226,2,226,3],[226,4,226,5],[226,9,226,10],[227,0,227,8],[227,9,227,10],[229,3,229,11],[230,0,230,11],[231,0,231,4],[231,5,231,9],[231,10,231,11],[232,0,234,0],[232,1,234,1],[232,2,234,3],[232,4,234,5],[232,6,234,6],[232,7,234,7],[232,8,232,11],[233,8,234,8],[233,9,234,10],[235,0,236,0],[235,1,236,1],[235,2,236,3],[235,4,236,5],[235,6,236,6],[235,7,236,7],[235,8,236,8],[235,9,236,10],[235,11,236,11],[237,0,239,0],[237,1,239,1],[237,2,239,3],[237,4,239,5],[237,6,239,6],[237,7,239,7],[237,8,239,8],[237,9,239,10],[237,11,239,11],[240,0,243,0],[240,1,243,1],[240,2,243,3],[240,4,243,5],[240,6,243,6],[240,7,243,7],[240,8,243,8],[240,9,243,10],[240,11,243,11],[244,2,244,3],[244,4,244,5],[244,9,244,10],[245,2,245,3],[245,4,245,5],[245,9,245,10],[246,2,246,3],[246,4,246,5],[246,9,246,10],[247,2,247,3],[247,4,247,5],[247,9,247,10],[248,2,248,3],[248,4,248,5],[248,9,248,10],[249,2,249,3],[249,4,249,5],[249,9,249,10],[250,2,250,3],[250,4,250,5],[250,9,250,10],[251,0,251,8],[251,9,251,10],[253,3,253,11],[254,0,254,11],[255,0,255,4],[255,5,255,9],[255,10,255,11],[256,0,258,0],[256,1,258,1],[256,2,258,3],[256,4,258,5],[256,6,258,6],[256,7,258,7],[256,8,256,11],[257,8,258,8],[257,9,258,10],[259,0,263,0],[259,1,263,1],[259,2,263,3],[259,4,263,5],[259,6,263,6],[259,7,263,7],[259,8,263,8],[259,9,263,10],[259,11,263,11],[264,0,265,0],[264,1,265,1],[264,2,265,3],[264,4,265,5],[264,6,265,6],[264,7,265,7],[264,8,265,8],[264,9,265,10],[264,11,265,11],[266,2,266,3],[266,4,266,5],[266,9,266,10],[267,2,267,3],[267,4,267,5],[267,9,267,10],[268,2,268,3],[268,4,268,5],[268,9,268,10],[269,2,269,3],[269,4,269,5],[269,9,269,10],[270,2,270,3],[270,4,270,5],[270,9,270,10],[271,2,271,3],[271,4,271,5],[271,9,271,10],[272,2,272,3],[272,4,272,5],[272,9,272,10],[273,2,273,3],[273,4,273,5],[273,9,273,10],[274,2,274,3],[274,4,274,5],[274,9,274,10],[275,2,275,3],[275,4,275,5],[275,9,275,10],[276,0,276,8],[276,9,276,10],[278,3,278,11],[279,0,279,11],[280,0,280,4],[280,5,280,9],[280,10,280,11],[281,0,283,0],[281,1,283,1],[281,2,283,3],[281,4,283,5],[281,6,283,6],[281,7,283,7],[281,8,281,11],[282,8,283,8],[282,9,283,10],[284,0,286,0],[284,1,286,1],[284,2,286,3],[284,4,286,5],[284,6,286,6],[284,7,286,7],[284,8,286,8],[284,9,286,10],[284,11,286,11],[287,0,288,0],[287,1,288,1],[287,2,288,3],[287,4,288,5],[287,6,288,6],[287,7,288,7],[287,8,288,8],[287,9,288,10],[287,11,288,11],[289,0,290,0],[289,1,290,1],[289,2,290,3],[289,4,290,5],[289,6,290,6],[289,7,290,7],[289,8,290,8],[289,9,290,10],[289,11,290,11],[291,0,292,0],[291,1,292,1],[291,2,292,3],[291,4,292,5],[291,6,292,6],[291,7,292,7],[291,8,292,8],[291,9,292,10],[291,11,292,11],[293,0,294,0],[293,1,294,1],[293,2,294,3],[293,4,294,5],[293,6,294,6],[293,7,294,7],[293,8,294,8],[293,9,294,10],[293,11,294,11],[295,2,295,3],[295,4,295,5],[295,9,295,10],[296,2,296,3],[296,4,296,5],[296,9,296,10],[297,2,297,3],[297,4,297,5],[297,9,297,10],[298,2,298,3],[298,4,298,5],[298,9,298,10],[299,0,299,8],[299,9,299,10],[301,3,301,11],[302,0,302,11],[303,0,303,4],[303,5,303,9],[303,10,303,11],[304,0,306,0],[304,1,306,1],[304,2,306,3],[304,4,306,5],[304,6,306,6],[304,7,306,7],[304,8,304,11],[305,8,306,8],[305,9,306,10],[307,0,308,0],[307,1,308,1],[307,2,308,3],[307,4,308,5],[307,6,308,6],[307,7,308,7],[307,8,308,8],[307,9,308,10],[307,11,308,11],[309,0,310,0],[309,1,310,1],[309,2,310,3],[309,4,310,5],[309,6,310,6],[309,7,310,7],[309,8,310,8],[309,9,310,10],[309,11,310,11],[311,0,312,0],[311,1,312,1],[311,2,312,3],[311,4,312,5],[311,6,312,6],[311,7,312,7],[311,8,312,8],[311,9,312,10],[311,11,312,11],[313,0,314,0],[313,1,314,1],[313,2,314,3],[313,4,314,5],[313,6,314,6],[313,7,314,7],[313,8,314,8],[313,9,314,10],[313,11,314,11],[315,2,315,3],[315,4,315,5],[315,9,315,10],[316,0,317,0],[316,1,317,1],[316,2,317,3],[316,4,317,5],[316,6,317,6],[316,7,317,7],[316,8,317,8],[316,9,317,10],[316,11,317,11],[318,2,318,3],[318,4,318,5],[318,9,318,10],[319,2,319,3],[319,4,319,5],[319,9,319,10],[320,2,320,3],[320,4,320,5],[320,9,320,10],[321,0,321,8],[321,9,321,10],[323,3,323,11],[324,0,324,11],[325,0,325,4],[325,5,325,9],[325,10,325,11],[326,0,328,0],[326,1,328,1],[326,2,328,3],[326,4,328,5],[326,6,328,6],[326,7,328,7],[326,8,326,11],[327,8,328,8],[327,9,328,10],[329,0,330,0],[329,1,330,1],[329,2,330,3],[329,4,330,5],[329,6,330,6],[329,7,330,7],[329,8,330,8],[329,9,330,10],[329,11,330,11],[331,0,333,0],[331,1,333,1],[331,2,333,3],[331,4,333,5],[331,6,333,6],[331,7,333,7],[331,8,333,8],[331,9,333,10],[331,11,333,11],[334,2,334,5],[334,9,334,10],[335,2,335,5],[335,9,335,10],[336,0,337,0],[336,1,337,1],[336,2,337,3],[336,4,337,5],[336,6,337,6],[336,7,337,7],[336,8,337,8],[336,9,337,10],[336,11,337,11],[338,0,339,0],[338,1,339,1]],"merged_total":1310,"flags":["formulas_cached_only","merged_cut"]}
["分部分项工程和单价措施项目清单与计价表"]
["工程名称：国际公寓宿舍2-3单元改造-修缮土建",{"$nulls":4},"标段：",{"$nulls":4},"第1页 共19页"]
["序号","项目编码","项目名称",null,"项目特征描述",null,"计量\n单位","工程量","金额（元）"]
[{"$nulls":8},"综合单价","合价",null,"其中"]
[{"$nulls":11},"暂估价"]
[null,null," 国际公寓201等51间",{"$nulls":4},""]
["1","011614001001","暖气片拆除",null,"1、拆除部位：室内暖气片\n2、暖气片、室内管道拆除后管头封堵，拆除垃圾外运出校园\n3、投标单位自主勘探现场，综合考虑、自主报价，满足使用单位要求",null,"个","51"]
[]
["2","011612002009","淋浴器拆除",null,"1、拆除部位：卫生间\n2、名称：淋浴器\n3、包括淋浴头、热水器等，拆除后依据使用单位要求放置地点\n4、投标单位自主勘探现场，综合考虑运输等、自主报价，满足使用单位要求",null,"套","51"]
[]
["3","011104002001","竹、木（复合）地板",null,"1、部位：室内木地板\n2、原有损坏木地板拆除，垃圾外运出校园\n3、基层材料种类、规格：5mm防潮垫\n4、面层材料品种、规格：12mm复合地板\n5、品牌：圣象、大自然、苏像等同品质品牌\n6、投标单位自主勘探现场，综合考虑、自主报价，满足使用单位要求\n备注：新装地板与原地板连接紧密，无高低差",null,"m2","25.5"]
[]
[]
[]
["4","010807004001","纱窗纱布",null,"1、旧窗纱布拆除更换新窗纱布\n2、窗纱材料品种：阻燃材质\n3、原拆除垃圾，外运出校园\n4、投标单位综合考虑、自主报价，满足使用单位要求",null,"扇","102"]
[]
[]
[]
[]
["本页小计"]
[]
[{"$nulls":3},"【新点2013清单造价江苏版 V10.3.5】"]
["分部分项工程和单价措施项目清单与计价表"]
["工程名称：国际公寓宿舍2-3单元改造-修缮土建",{"$nulls":4},"标段：",{"$nulls":4},"第2页 共19页"]
["序号","项目编码","项目名称",null,"项目特征描述",null,"计量\n单位","工程量","金额（元）"]
[{"$nulls":8},"综合单价","合价",null,"其中"]
[{"$nulls":11},"暂估价"]
["5","01B004","室内细部维修",null,"1、部位：房间内部\n2、包括但不仅限于室内门窗套维修、门窗玻璃胶条损坏处更换，漏电保护开关拆除、插卡取电开关拆除等\n3、投标单位自主勘探现场，综合考虑运输等、自主报价，满足使用单位要求",null,"间","51"]
[]
[null,null,"分部小计",{"$nulls":4},""]
[null,null," 国际公寓中单元301等10间",{"$nulls":4},""]
["6","011406001002","抹灰面油漆墙面找补刷",null,"1、原墙面个别砂浆层损坏部分(不超过总面积5‰)铲除，水泥砂浆修补，原墙面裂缝抗裂砂浆修补；\n2、原墙面面层脱落、空鼓及粘贴物（包括墙纸、画报等一切粘贴物）部分（总面积的15%）涂料及腻子铲除，铲除部分刮腻子两遍；\n3、墙面整体打磨，刷乳胶漆两遍；\n4、乳胶漆品牌：多乐士、紫荆花、美涂士中选择一种；\n5、落地乳胶漆等垃圾清理干净，垃圾外运出校，投标单位自主报价，结算不再调整；\n6、涂刷方式：滚涂；",null,"m2","906.12"]
[]
[]
[]
[]
["7","030701003001","空调移机",null,"1、部位：空调移机\n2、投标单位综合考虑、自主报价，满足使用单位要求",null,"台(组)","20"]
["8","011614001004","暖气片拆除",null,"1、拆除部位：室内暖气片\n2、暖气片、室内管道拆除后管头封堵，拆除垃圾外运出校园\n3、投标单位自主勘探现场，综合考虑、自主报价，满足使用单位要求",null,"个","20"]
[]
[]
["本页小计"]
[]
[{"$nulls":3},"【新点2013清单造价江苏版 V10.3.5】"]
["分部分项工程和单价措施项目清单与计价表"]
["工程名称：国际公寓宿舍2-3单元改造-修缮土建",{"$nulls":4},"标段：",{"$nulls":4},"第3页 共19页"]
["序号","项目编码","项目名称",null,"项目特征描述",null,"计量\n单位","工程量","金额（元）"]
[{"$nulls":8},"综合单价","合价",null,"其中"]
[{"$nulls":11},"暂估价"]
["9","011610002001","玻璃淋浴房拆除",null,"1、拆除部位：卫生间淋浴房\n2、材质：推拉玻璃\n3、拆除垃圾外运出校园\n4、投标单位自主勘探现场，综合考虑、自主报价，满足使用单位要求",null,"樘","10"]
[]
["10","011614001002","热水器拆除",null,"1、拆除部位：卫生间\n2、名称：电热水器\n3、拆除后管头丝堵封堵，热水器运至校内使用方制定地点\n4、投标单位自主勘探现场，综合考虑、自主报价，满足使用单位要求",null,"个","10"]
[]
["11","011612002007","淋浴器拆除",null,"1、拆除部位：卫生间\n2、名称：淋浴器\n3、拆除后管头丝堵封堵\n4、投标单位自主勘探现场，综合考虑、自主报价，满足使用单位要求",null,"套","10"]
[]
["12","011612002001","面盆拆除",null,"1、拆除部位：卫生间\n2、名称：立式面盆\n3、拆除垃圾外运出校园\n4、投标单位自主勘探现场，综合考虑、自主报价，满足使用单位要求",null,"套","10"]
[]
["13","011612002002","大便器拆除",null,"1、拆除部位：卫生间\n2、名称：坐式大便器\n3、拆除垃圾外运出校园\n4、投标单位自主勘探现场，综合考虑、自主报价，满足使用单位要求",null,"套","10"]
[]
[]
[]
[]
[]
[]
["本页小计"]
[]
[{"$nulls":3},"【新点2013清单造价江苏版 V10.3.5】"]
["分部分项工程和单价措施项目清单与计价表"]
["工程名称：国际公寓宿舍2-3单元改造-修缮土建",{"$nulls":4},"标段：",{"$nulls":4},"第4页 共19页"]
["序号","项目编码","项目名称",null,"项目特征描述",null,"计量\n单位","工程量","金额（元）"]
[{"$nulls":8},"综合单价","合价",null,"其中"]
[{"$nulls":11},"暂估价"]
["14","011612002003","地漏拆除",null,"1、拆除部位：卫生间\n2、名称：地漏拆除\n3、拆除垃圾外运出校园\n4、投标单位自主勘探现场，综合考虑、自主报价，满足使用单位要求",null,"套","20"]
[]
["15","011613001005","灯具拆除",null,"1、拆除部位：卫生间\n2、名称：灯具拆除\n3、拆除垃圾外运出校园\n4、投标单位自主勘探现场，综合考虑、自主报价，满足使用单位要求",null,"套","10"]
[]
["16","011606003001","天棚面龙骨及饰面拆除",null,"1、拆除部位：卫生间\n2、饰面种类：吊顶天棚\n3、室内吊顶天棚拆除，垃圾归堆收集、外运出校园\n4、投标单位综合考虑、自主报价，满足使用方要求",null,"m2","36.82"]
[]
["17","011605001001","平面块料拆除",null,"1、拆除部位：卫生间地面瓷砖\n2、拆除至楼地面结构层\n3、垃圾归堆整理收集、外运出校园\n4、投标单位综合考虑、自主报价，满足使用单位要求",null,"m2","36.82"]
[]
["18","011605002001","立面块料拆除",null,"1、拆除部位：卫生间墙面砖\n2、拆除至墙体结构层，高度同贴砖\n3、垃圾归堆整理收集、外运出校园\n4、投标单位综合考虑、自主报价，满足使用单位要求",null,"m2","164.23"]
[]
[]
[]
[]
[]
[]
["本页小计"]
[]
[{"$nulls":3},"【新点2013清单造价江苏版 V10.3.5】"]
["分部分项工程和单价措施项目清单与计价表"]
["工程名称：国际公寓宿舍2-3单元改造-修缮土建",{"$nulls":4},"标段：",{"$nulls":4},"第5页 共19页"]
["序号","项目编码","项目名称",null,"项目特征描述",null,"计量\n单位","工程量","金额（元）"]
[{"$nulls":8},"综合单价","合价",null,"其中"]
[{"$nulls":11},"暂估价"]
["19","010401001001","砖基础",null,"1、部位：卫生间\n2、砖砌蹲台，高度120mm\n3、砖品种、规格：M5标准砖砌筑\n4、砂浆强度等级：1:2防水砂浆抹灰\n5、投标单位综合考虑、自主报价，满足使用单位要求",null,"m3","2.4"]
[]
["20","011204003001","块料墙面",null,"1、部位：卫生间墙面\n2、墙砖粘贴高度：整砖不用切砖，素水泥浆粘贴\n3、基层：1:3水泥砂浆打底抹灰、砂浆找平\n4、面层材料品种、规格：6厚300*600釉面砖，白水泥擦缝\n5、墙面砖品牌：强辉、东鹏、冠珠等同等知名品牌",null,"m2","164.23"]
[]
[]
["21","011102003002","块料楼地面",null,"1、部位：卫生间地面\n2、找平层：不低于20mm厚水泥砂浆找平\n3、防水层：刷聚氨脂防水涂料两遍，厚度不低于2mm，上翻800mm\n4、面层材料品种、规格：300*300全瓷防滑地面砖，干水泥擦缝\n5、地面砖品牌：强辉、东鹏、冠珠等同等知名品牌\n6、便台内四周立面、底面做防水\n7、投标单位综合考虑、自主报价，满足使用单位要求",null,"m2","36.82"]
{"$rows_empty":10}
["本页小计"]
[]
[{"$nulls":3},"【新点2013清单造价江苏版 V10.3.5】"]
["分部分项工程和单价措施项目清单与计价表"]
["工程名称：国际公寓宿舍2-3单元改造-修缮土建",{"$nulls":4},"标段：",{"$nulls":4},"第6页 共19页"]
["序号","项目编码","项目名称",null,"项目特征描述",null,"计量\n单位","工程量","金额（元）"]
[{"$nulls":8},"综合单价","合价",null,"其中"]
[{"$nulls":11},"暂估价"]
["22","011302001001","吊顶天棚",null,"1、部位：卫生间铝扣板吊顶\n2、吊顶形式、吊杆规格、高度：全丝杆天棚φ8吊筋，间距≤1200mm\n3、主龙骨材料种类、规格、中距：U型50×15×1.2、≤1200mm\n4、次龙骨材料种类、规格、中距：三角25*25*0.6、300mm，边缘封边材料种类、规格：角铝∟25×25×1\n5、面层材料品种、规格、：铝扣板300*300*0.6\n6、铝扣板品牌范围：欧普、科奈特、友邦等同品质品牌\n7、轻钢龙骨品牌使用范围：龙牌、可耐福等同等品牌\n8、投标单位综合考虑、自主报价，满足使用方要求",null,"m2","36.82"]
[]
[]
[]
[]
["23","011505010001","镜面玻璃",null,"1、部位：卫生间镜面玻璃更换\n2、镜面玻璃品种、规格：镀银镜面玻璃\n3、镜面玻璃品种、规格：920*1200mm\n4、镜面厚度：6mm\n5、投标单位综合考虑、自主报价，满足使用单位使用需求",null,"m2","11.04"]
[]
["24","011505001001","洗漱台",null,"1、部位：卫生间\n2、材质：50mm石材洗漱台",null,"m2","8.13"]
{"$rows_empty":9}
["本页小计"]
[]
[{"$nulls":3},"【新点2013清单造价江苏版 V10.3.5】"]
["分部分项工程和单价措施项目清单与计价表"]
["工程名称：国际公寓宿舍2-3单元改造-修缮土建",{"$nulls":4},"标段：",{"$nulls":4},"第7页 共19页"]
["序号","项目编码","项目名称",null,"项目特征描述",null,"计量\n单位","工程量","金额（元）"]
[{"$nulls":8},"综合单价","合价",null,"其中"]
[{"$nulls":11},"暂估价"]
["25","011210005001","成品隔断",null,"1、部位：卫生间蹲便器处\n2、名称：成品隔断\n3、材料品种、规格：12mm厚成品抗倍特板防水隔断\n4、包含安装所需的全部辅材及304不锈钢五金配件等\n5、门净高不低于1.9米，内配手机放置板、挂钩\n6、具体颜色、高度等参数，满足使用单位要求",null,"间","20"]
[]
[]
["26","011612001001","管道拆除",null,"1、拆除部位：卫生间给水管道\n2、拆除垃圾归堆收集、外运出校园\n3、投标单位综合考虑、自主报价，满足使用单位要求",null,"m","48.5"]
[]
["27","030413002001","凿（压）槽",null,"1、部位：墙面开槽\n2、规格：给水管道开槽暗敷\n3、开槽类型：矩形\n4、填充（恢复）方式：墙面恢复，玻璃纤维网补强",null,"m","48.5"]
[]
["28","011615001001","楼层板开孔（打洞）",null,"1、部位：卫生间楼层板\n2、打洞部位材质：混凝土\n3、洞尺寸：满足下水管敷设\n4、投标单位综合考虑、自主报价，满足使用单位要求",null,"个","10"]
[]
["29","010807004002","纱窗纱布",null,"1、旧窗纱布拆除更换新窗纱布\n2、窗纱材料品种：阻燃材质\n3、原拆除垃圾，外运出校园\n4、投标单位综合考虑、自主报价，满足使用单位要求",null,"扇","40"]
[]
[]
[]
[]
[]
["本页小计"]
[]
[{"$nulls":3},"【新点2013清单造价江苏版 V10.3.5】"]
["分部分项工程和单价措施项目清单与计价表"]
["工程名称：国际公寓宿舍2-3单元改造-修缮土建",{"$nulls":4},"标段：",{"$nulls":4},"第8页 共19页"]
["序号","项目编码","项目名称",null,"项目特征描述",null,"计量\n单位","工程量","金额（元）"]
[{"$nulls":8},"综合单价","合价",null,"其中"]
[{"$nulls":11},"暂估价"]
["30","010810001003","窗帘",null,"1、安装部位：阳台窗帘\n2、窗帘高度：2M\n3、褶皱倍数：1.8\n4、窗帘轨材质：铝合金\n5、窗帘层数及帷幔要求：单层\n6、铝合金窗帘轨及窗帘材质、颜色等满足使用方要求",null,"m2","115.2"]
[]
[null,null,"分部小计",{"$nulls":4},""]
[null,null," 国际公寓中单元302等4间",{"$nulls":4},""]
["31","011406001003","抹灰面油漆墙面找补刷",null,"1、原墙面个别砂浆层损坏部分(不超过总面积5‰)铲除，水泥砂浆修补，原墙面裂缝抗裂砂浆修补；\n2、原墙面面层脱落、空鼓及粘贴物（包括墙纸、画报等一切粘贴物）部分（总面积的15%）涂料及腻子铲除，铲除部分刮腻子两遍；\n3、墙面整体打磨，刷乳胶漆两遍；\n4、乳胶漆品牌：多乐士、紫荆花、美涂士中选择一种；\n5、落地乳胶漆等垃圾清理干净，垃圾外运出校，投标单位自主报价，结算不再调整；\n6、涂刷方式：滚涂；",null,"m2","348.51"]
[]
[]
[]
[]
["32","011614001005","暖气片拆除",null,"1、拆除部位：室内暖气片\n2、暖气片、室内管道拆除后管头封堵，拆除垃圾外运出校园\n3、投标单位自主勘探现场，综合考虑、自主报价，满足使用单位要求",null,"个","8"]
[]
[]
[]
[]
[]
["本页小计"]
[]
[{"$nulls":3},"【新点2013清单造价江苏版 V10.3.5】"]
["分部分项工程和单价措施项目清单与计价表"]
["工程名称：国际公寓宿舍2-3单元改造-修缮土建",{"$nulls":4},"标段：",{"$nulls":4},"第9页 共19页"]
["序号","项目编码","项目名称",null,"项目特征描述",null,"计量\n单位","工程量","金额（元）"]
[{"$nulls":8},"综合单价","合价",null,"其中"]
[{"$nulls":11},"暂估价"]
["33","011610002002","玻璃淋浴房拆除",null,"1、拆除部位：卫生间淋浴房\n2、材质：推拉玻璃\n3、拆除垃圾外运出校园\n4、投标单位自主勘探现场，综合考虑、自主报价，满足使用单位要求",null,"樘","4"]
[]
["34","011614001003","热水器拆除",null,"1、拆除部位：卫生间\n2、名称：电热水器\n3、拆除后管头丝堵封堵，热水器运至校内使用方制定地点\n4、投标单位自主勘探现场，综合考虑、自主报价，满足使用单位要求",null,"个","4"]
[]
["35","011612002008","淋浴器拆除",null,"1、拆除部位：卫生间\n2、名称：淋浴器\n3、拆除后管头丝堵封堵\n4、投标单位自主勘探现场，综合考虑、自主报价，满足使用单位要求",null,"套","4"]
[]
["36","011612002004","面盆拆除",null,"1、拆除部位：卫生间\n2、名称：立式面盆\n3、拆除垃圾外运出校园\n4、投标单位自主勘探现场，综合考虑、自主报价，满足使用单位要求",null,"套","4"]
[]
["37","011612002005","大便器拆除",null,"1、拆除部位：卫生间\n2、名称：坐式大便器\n3、拆除垃圾外运出校园\n4、投标单位自主勘探现场，综合考虑、自主报价，满足使用单位要求",null,"套","4"]
[]
[]
[]
[]
[]
[]
["本页小计"]
[]
[{"$nulls":3},"【新点2013清单造价江苏版 V10.3.5】"]
["分部分项工程和单价措施项目清单与计价表"]
["工程名称：国际公寓宿舍2-3单元改造-修缮土建",{"$nulls":4},"标段：",{"$nulls":4},"第10页 共19页"]
["序号","项目编码","项目名称",null,"项目特征描述",null,"计量\n单位","工程量","金额（元）"]
[{"$nulls":8},"综合单价","合价",null,"其中"]
[{"$nulls":11},"暂估价"]
["38","011612002006","地漏拆除",null,"1、拆除部位：卫生间\n2、名称：地漏拆除\n3、拆除垃圾外运出校园\n4、投标单位自主勘探现场，综合考虑、自主报价，满足使用单位要求",null,"套","8"]
[]
["39","011613001006","灯具拆除",null,"1、拆除部位：卫生间\n2、名称：灯具拆除\n3、拆除垃圾外运出校园\n4、投标单位自主勘探现场，综合考虑、自主报价，满足使用单位要求",null,"套","4"]
[]
["40","011606003002","天棚面龙骨及饰面拆除",null,"1、拆除部位：卫生间\n2、饰面种类：吊顶天棚\n3、室内吊顶天棚拆除，垃圾归堆收集、外运出校园\n4、投标单位综合考虑、自主报价，满足使用方要求",null,"m2","16.1"]
[]
["41","011605001002","平面块料拆除",null,"1、拆除部位：卫生间地面瓷砖\n2、拆除至楼地面结构层\n3、垃圾归堆整理收集、外运出校园\n4、投标单位综合考虑、自主报价，满足使用单位要求",null,"m2","16.1"]
[]
["42","011605002002","立面块料拆除",null,"1、拆除部位：卫生间墙面砖\n2、拆除至墙体结构层，高度同贴砖\n3、垃圾归堆整理收集、外运出校园\n4、投标单位综合考虑、自主报价，满足使用单位要求",null,"m2","70.88"]
[]
[]
[]
[]
[]
[]
["本页小计"]
[]
[{"$nulls":3},"【新点2013清单造价江苏版 V10.3.5】"]
["分部分项工程和单价措施项目清单与计价表"]
["工程名称：国际公寓宿舍2-3单元改造-修缮土建",{"$nulls":4},"标段：",{"$nulls":4},"第11页 共19页"]
["序号","项目编码","项目名称",null,"项目特征描述",null,"计量\n单位","工程量","金额（元）"]
[{"$nulls":8},"综合单价","合价",null,"其中"]
[{"$nulls":11},"暂估价"]
["43","010401001002","砖基础",null,"1、部位：卫生间\n2、砖砌蹲台，高度120mm\n3、砖品种、规格：M5标准砖砌筑\n4、砂浆强度等级：1:2防水砂浆抹灰\n5、投标单位综合考虑、自主报价，满足使用单位要求",null,"m3","0.96"]
[]
["44","011204003002","块料墙面",null,"1、部位：卫生间墙面\n2、墙砖粘贴高度：整砖不用切砖，素水泥浆粘贴\n3、基层：1:3水泥砂浆打底抹灰、砂浆找平\n4、面层材料品种、规格：6厚300*600釉面砖，白水泥擦缝\n5、墙面砖品牌：强辉、东鹏、冠珠等同等知名品牌",null,"m2","70.88"]
[]
[]
["45","011102003003","块料楼地面",null,"1、部位：卫生间地面\n2、找平层：不低于20mm厚水泥砂浆找平\n3、防水层：刷聚氨脂防水涂料两遍，厚度不低于2mm，上翻800mm\n4、面层材料品种、规格：300*300全瓷防滑地面砖，干水泥擦缝\n5、地面砖品牌：强辉、东鹏、冠珠等同等知名品牌\n6、便台内四周立面、底面做防水\n7、投标单位综合考虑、自主报价，满足使用单位要求",null,"m2","18.02"]
{"$rows_empty":10}
["本页小计"]
[]
[{"$nulls":3},"【新点2013清单造价江苏版 V10.3.5】"]
["分部分项工程和单价措施项目清单与计价表"]
["工程名称：国际公寓宿舍2-3单元改造-修缮土建",{"$nulls":4},"标段：",{"$nulls":4},"第12页 共19页"]
["序号","项目编码","项目名称",null,"项目特征描述",null,"计量\n单位","工程量","金额（元）"]
[{"$nulls":8},"综合单价","合价",null,"其中"]
[{"$nulls":11},"暂估价"]
["46","011302001002","吊顶天棚",null,"1、部位：卫生间铝扣板吊顶\n2、吊顶形式、吊杆规格、高度：全丝杆天棚φ8吊筋，间距≤1200mm\n3、主龙骨材料种类、规格、中距：U型50×15×1.2、≤1200mm\n4、次龙骨材料种类、规格、中距：三角25*25*0.6、300mm，边缘封边材料种类、规格：角铝∟25×25×1\n5、面层材料品种、规格、：铝扣板300*300*0.6\n6、铝扣板品牌范围：欧普、科奈特、友邦等同品质品牌\n7、轻钢龙骨品牌使用范围：龙牌、可耐福等同等品牌\n8、投标单位综合考虑、自主报价，满足使用方要求",null,"m2","16.1"]
[]
[]
[]
[]
["47","011505010002","镜面玻璃",null,"1、部位：卫生间镜面玻璃更换\n2、镜面玻璃品种、规格：镀银镜面玻璃\n3、镜面玻璃品种、规格：920*1200mm\n4、镜面厚度：6mm\n5、投标单位综合考虑、自主报价，满足使用单位使用需求",null,"m2","4.42"]
[]
["48","011505001002","洗漱台",null,"1、部位：卫生间\n2、材质：50mm石材洗漱台",null,"m2","4.29"]
{"$rows_empty":9}
["本页小计"]
[]
[{"$nulls":3},"【新点2013清单造价江苏版 V10.3.5】"]
["分部分项工程和单价措施项目清单与计价表"]
["工程名称：国际公寓宿舍2-3单元改造-修缮土建",{"$nulls":4},"标段：",{"$nulls":4},"第13页 共19页"]
["序号","项目编码","项目名称",null,"项目特征描述",null,"计量\n单位","工程量","金额（元）"]
[{"$nulls":8},"综合单价","合价",null,"其中"]
[{"$nulls":11},"暂估价"]
["49","011210005002","成品隔断",null,"1、部位：卫生间蹲便器处\n2、名称：成品隔断\n3、材料品种、规格：12mm厚成品抗倍特板防水隔断\n4、包含安装所需的全部辅材及304不锈钢五金配件等\n5、门净高不低于1.9米，内配手机放置板、挂钩\n6、具体颜色、高度等参数，满足使用单位要求",null,"间","8"]
[]
[]
["50","011612001002","管道拆除",null,"1、拆除部位：卫生间给水管道\n2、拆除垃圾归堆收集、外运出校园\n3、投标单位综合考虑、自主报价，满足使用单位要求",null,"m","21.28"]
[]
["51","030413002002","凿（压）槽",null,"1、部位：墙面开槽\n2、规格：给水管道开槽暗敷\n3、开槽类型：矩形\n4、填充（恢复）方式：墙面恢复，玻璃纤维网补强",null,"m","21.28"]
[]
["52","011615001002","楼层板开孔（打洞）",null,"1、部位：卫生间楼层板\n2、打洞部位材质：混凝土\n3、洞尺寸：满足下水管敷设\n4、投标单位综合考虑、自主报价，满足使用单位要求",null,"个","4"]
[]
["53","010807004003","纱窗纱布",null,"1、旧窗纱布拆除更换新窗纱布\n2、窗纱材料品种：阻燃材质\n3、原拆除垃圾，外运出校园\n4、投标单位综合考虑、自主报价，满足使用单位要求",null,"扇","12"]
[]
[]
[]
[]
[]
["本页小计"]
[]
[{"$nulls":3},"【新点2013清单造价江苏版 V10.3.5】"]
["分部分项工程和单价措施项目清单与计价表"]
["工程名称：国际公寓宿舍2-3单元改造-修缮土建",{"$nulls":4},"标段：",{"$nulls":4},"第14页 共19页"]
["序号","项目编码","项目名称",null,"项目特征描述",null,"计量\n单位","工程量","金额（元）"]
[{"$nulls":8},"综合单价","合价",null,"其中"]
[{"$nulls":11},"暂估价"]
["54","011614006001","窗帘及导轨拆除",null,"1、拆除部位：室内窗帘及导轨\n2、原拆除垃圾，外运出校园\n3、投标单位综合考虑、自主报价，满足使用单位要求",null,"m2","46.08"]
[]
["55","010810001001","窗帘",null,"1、安装部位：阳台窗帘\n2、窗帘高度：2M\n3、褶皱倍数：1.8\n4、窗帘轨材质：铝合金\n5、窗帘层数及帷幔要求：单层\n6、铝合金窗帘轨及窗帘材质、颜色等满足使用方要求",null,"m2","46.08"]
[]
["56","010810001002","窗帘",null,"1、部位：室内窗帘\n2、窗帘拆除后换位置重新安装（利旧）\n3、窗帘轨材质：铝合金（新更换）\n4、投标单位综合考虑、自主报价，满足使用单位要求",null,"m2","50.69"]
[]
["57","011610002003","金属窗拆除",null,"1、拆除部位：室内铝合金门窗\n2、拆除前窗四周切缝、墙面粉刷破损修复\n3、施工涉及范围场地清洁，可利用废旧材料回收价值由投标单位综合考虑、自主报价",null,"m2","23.29"]
[]
["58","011601001001","砖砌体拆除",null,"1、部位：室内隔墙\n2、垃圾归堆整理收集、外运出校园\n3、投标单位综合考虑、自主报价，满足使用单位要求",null,"m3","0.88"]
["59","010401003001","实心砖墙",null,"1、部位：室内隔墙封堵\n2、砖品种、规格：M5标准砖砌筑\n3、投标单位综合考虑、自主报价，满足使用单位要求",null,"m3","3.54"]
[]
[]
[]
[]
["本页小计"]
[]
[{"$nulls":3},"【新点2013清单造价江苏版 V10.3.5】"]
["分部分项工程和单价措施项目清单与计价表"]
["工程名称：国际公寓宿舍2-3单元改造-修缮土建",{"$nulls":4},"标段：",{"$nulls":4},"第15页 共19页"]
["序号","项目编码","项目名称",null,"项目特征描述",null,"计量\n单位","工程量","金额（元）"]
[{"$nulls":8},"综合单价","合价",null,"其中"]
[{"$nulls":11},"暂估价"]
["60","010503005001","过梁",null,"1、部位：室内隔墙\n2、名称：门洞过梁\n3、混凝土强度等级：C25\n4、投标单位综合考虑、自主报价，满足使用单位要求",null,"m3","0.24"]
[]
["61","011201001001","墙面一般抹灰",null,"1、部位：室内隔墙\n2、墙体类型：砖砌墙\n3、砂浆厚度、配合比：20mm厚1:3水泥砂浆墙面抹灰\n4、墙面批腻子、刷乳胶漆各两遍\n5、乳胶漆品牌：多乐士、紫荆花、美涂士中选择一种；\n6、投标单位综合考虑、自主报价，满足使用单位要求",null,"m2","42.1"]
[]
[]
[null,null,"分部小计",{"$nulls":4},""]
[null,null," 国际公寓104开水房1间",{"$nulls":4},""]
["62","011614002001","柜体拆除",null,"1、拆除部位：开水房\n2、名称：厨房木柜体\n3、柜体高度：720mm\n4、拆除垃圾外运出校园\n5、投标单位自主勘探现场，综合考虑、自主报价，满足使用单位要求",null,"m","10.51"]
[]
["63","011614003001","石材板拆除",null,"1、部位：开水房\n2、名称：厨房柜石材台面\n3、拆除垃圾外运出校园\n4、投标单位自主勘探现场，综合考虑、自主报价，满足使用单位要求",null,"m2","6.38"]
[]
["64","01B002","室内设备拆除",null,"1、部位：开水房\n2、室内设备拆除，包括但不仅限于空调、油烟机等\n3、拆除设备运至校内使用方指定地点\n4、投标单位自主勘探现场，综合考虑、自主报价，满足使用单位要求",null,"项","1"]
[]
["本页小计"]
[]
[{"$nulls":3},"【新点2013清单造价江苏版 V10.3.5】"]
["分部分项工程和单价措施项目清单与计价表"]
["工程名称：国际公寓宿舍2-3单元改造-修缮土建",{"$nulls":4},"标段：",{"$nulls":4},"第16页 共19页"]
["序号","项目编码","项目名称",null,"项目特征描述",null,"计量\n单位","工程量","金额（元）"]
[{"$nulls":8},"综合单价","合价",null,"其中"]
[{"$nulls":11},"暂估价"]
["65","011605001003","平面块料拆除",null,"1、拆除部位：室内木地板\n2、原有木地板拆除，垃圾外运出校园\n3、投标单位自主勘探现场，综合考虑、自主报价，满足使用单位要求",null,"m2","17.84"]
[]
["66","011102003001","块料楼地面",null,"1、部位：室内地面\n2、面层材料品种、规格：10厚600*600全瓷防滑地砖，抗油环氧勾缝剂\n3、结合层厚度、砂浆配合比：不低于20厚1:3干硬性水泥砂浆结合层，表面撒水泥粉\n4、地面砖品牌：强辉、东鹏、新中源等知名品牌\n5、投标单位综合考虑、自主报价，满足使用单位要求",null,"m2","17.84"]
[]
[]
["67","011406001001","抹灰面墙面铲除",null,"1、原墙面乳胶漆、腻子及粘贴物（包括墙纸、画报等一切粘贴物）全部铲除；\n2、铲除至结构层，垃圾外运出校园\n3、投标单位综合考虑、自主报价，满足使用单位要求",null,"m2","40.09"]
[]
["68","011204003003","块料墙面",null,"1、部位：开水房墙面\n2、墙砖粘贴高度：2.9M\n3、基层：1:3水泥砂浆打底抹灰、砂浆找平\n4、面层材料品种、规格：6厚300*600釉面砖，白水泥擦缝\n5、墙面砖品牌：强辉、东鹏、冠珠等同等知名品牌",null,"m2","40.09"]
{"$rows_empty":7}
["本页小计"]
[]
[{"$nulls":3},"【新点2013清单造价江苏版 V10.3.5】"]
["分部分项工程和单价措施项目清单与计价表"]
["工程名称：国际公寓宿舍2-3单元改造-修缮土建",{"$nulls":4},"标段：",{"$nulls":4},"第17页 共19页"]
["序号","项目编码","项目名称",null,"项目特征描述",null,"计量\n单位","工程量","金额（元）"]
[{"$nulls":8},"综合单价","合价",null,"其中"]
[{"$nulls":11},"暂估价"]
["69","030413002003","凿（压）槽",null,"1、部位：墙面开槽\n2、规格：给水管道开槽暗敷\n3、开槽类型：矩形\n4、填充（恢复）方式：墙面恢复，玻璃纤维网补强",null,"m","25.3"]
[]
["70","011602001001","混凝土构件拆除",null,"1、拆除部位：室内混凝土地坪凿除\n2、破除深度：15CM\n3、开槽后抹灰找坡，水向室外汇集排出\n4、拆除垃圾归堆整理，外运出校园\n5、投标单位综合考虑、自主报价，满足使用单位要求",null,"m2","1.63"]
[]
["71","011602001002","混凝土构件拆除",null,"1、拆除部位：室内混凝土地坪凿除（放置洗衣机）\n2、破除深度：5CM\n3、开槽后抹灰找坡，水向室外汇集排出\n4、拆除垃圾归堆整理，外运出校园\n5、投标单位综合考虑、自主报价，满足使用单位要求",null,"m2","6.54"]
[]
["72","011615001003","开孔（打洞）",null,"1、部位：室内开洞\n2、满足室内排水要求\n3、投标单位综合考虑、自主报价，满足使用单位要求",null,"个","2"]
["73","011501001001","开水器底座含下水",null,"1、部位：开水房\n2、304不锈钢底座（2台开水器长度）\n3、参照学宿6-8#楼开水房成品底座\n4、投标单位综合考虑、自主报价，满足使用单位要求",null,"个","1"]
[]
["74","010606001001","梳妆台",null,"1、部位：开水房\n2、名称：室内梳妆台\n3、底部不锈钢方管三角支架\n4、面层：平面与侧面覆12厚免漆板\n备注：侧面板高度120mm",null,"m","3.65"]
[]
[]
["本页小计"]
[]
[{"$nulls":3},"【新点2013清单造价江苏版 V10.3.5】"]
["分部分项工程和单价措施项目清单与计价表"]
["工程名称：国际公寓宿舍2-3单元改造-修缮土建",{"$nulls":4},"标段：",{"$nulls":4},"第18页 共19页"]
["序号","项目编码","项目名称",null,"项目特征描述",null,"计量\n单位","工程量","金额（元）"]
[{"$nulls":8},"综合单价","合价",null,"其中"]
[{"$nulls":11},"暂估价"]
["75","011505010003","镜面玻璃",null,"1、部位：开水房\n2、名称：6mm厚镜面玻璃\n3、规格、尺寸：600*800mm\n4、投标单位综合考虑、自主报价，满足使用单位要求",null,"m2","1.44"]
[]
["76","011606003003","天棚面龙骨及饰面拆除",null,"1、拆除部位：洗衣房\n2、饰面种类：吊顶天棚\n3、室内吊顶天棚拆除，垃圾归堆收集、外运出校园\n4、投标单位综合考虑、自主报价，满足使用方要求",null,"m2","3.59"]
[]
["77","011302001003","吊顶天棚",null,"1、部位：洗衣房铝扣板吊顶\n2、吊顶形式、吊杆规格、高度：全丝杆天棚φ8吊筋，间距≤1200mm\n3、主龙骨材料种类、规格、中距：U型50×15×1.2、≤1200mm\n4、次龙骨材料种类、规格、中距：三角25*25*0.6、300mm，边缘封边材料种类、规格：角铝∟25×25×1\n5、面层材料品种、规格、：铝扣板300*300*0.6\n6、铝扣板品牌范围：欧普、科奈特、友邦等同品质品牌\n7、轻钢龙骨品牌使用范围：龙牌、可耐福等同等品牌\n8、投标单位综合考虑、自主报价，满足使用方要求",null,"m2","3.59"]
{"$rows_empty":10}
["本页小计"]
[]
[{"$nulls":3},"【新点2013清单造价江苏版 V10.3.5】"]
["分部分项工程和单价措施项目清单与计价表"]
["工程名称：国际公寓宿舍2-3单元改造-修缮土建",{"$nulls":4},"标段：",{"$nulls":4},"第19页 共19页"]
["序号","项目编码","项目名称",null,"项目特征描述",null,"计量\n单位","工程量","金额（元）"]
[{"$nulls":8},"综合单价","合价",null,"其中"]
[{"$nulls":11},"暂估价"]
["78","01B003","国际公寓施工房间精保洁",null,"1、部位：国际公寓施工房间\n2、房间施工完成后，施工单位安排保洁人员对所有施工房间进行精保洁\n3、保洁后使用方派专人对宿舍进行统一验收，不达标准者施工单位须配合整改，以达到验收通过\n4、投标单位自主勘察现场、综合考虑后自行报价，结算时不再调整",null,"项","1"]
[]
[]
[null,null,"分部小计",{"$nulls":4},""]
[null,null,"分部分项合计",{"$nulls":4},""]
["1","011701001001","综合脚手架",null,"移动式脚手架",null,"m2","480.88"]
["2","011703001001","垂直运输",null,"材料运输上楼费用，投标单位综合考虑，自主报价",null,"项","1"]
[null,null,"单价措施合计",{"$nulls":4},""]
{"$rows_empty":19}
["本页小计"]
["合    计"]
[]
[{"$nulls":3},"【新点2013清单造价江苏版 V10.3.5】"]

{"sheet":"3.2 表-11 总价措施项目清单与计价表","index":2,"n_rows":74,"n_cols":14,"rows_kept":74,"merged":[[0,0,0,14],[1,0,1,6],[1,7,1,11],[1,12,1,14],[2,2,2,4],[2,6,2,7],[2,8,2,9],[2,11,2,12],[2,13,2,14],[3,2,3,4],[3,6,3,7],[3,8,3,9],[3,11,3,12],[3,13,3,14],[4,2,4,4],[4,6,4,7],[4,8,4,9],[4,11,4,12],[4,13,4,14],[5,2,5,4],[5,6,5,7],[5,8,5,9],[5,11,5,12],[5,13,5,14],[6,2,6,4],[6,6,6,7],[6,8,6,9],[6,11,6,12],[6,13,6,14],[7,2,7,4],[7,6,7,7],[7,8,7,9],[7,11,7,12],[7,13,7,14],[8,0,11,0],[8,1,11,1],[8,2,11,4],[8,5,11,5],[8,6,11,7],[8,8,11,9],[8,10,11,10],[8,11,11,12],[8,13,11,14],[12,2,12,4],[12,6,12,7],[12,8,12,9],[12,11,12,12],[12,13,12,14],[13,2,13,4],[13,6,13,7],[13,8,13,9],[13,11,13,12],[13,13,13,14],[14,2,14,4],[14,6,14,7],[14,8,14,9],[14,11,14,12],[14,13,14,14],[15,2,15,4],[15,6,15,7],[15,8,15,9],[15,11,15,12],[15,13,15,14],[16,0,16,14],[18,3,18,14],[19,0,19,3],[19,9,19,13],[20,0,20,14],[21,0,21,6],[21,7,21,11],[21,12,21,14],[22,2,22,4],[22,6,22,7],[22,8,22,9],[22,11,22,12],[22,13,22,14],[23,2,23,4],[23,6,23,7],[23,8,23,9],[23,11,23,12],[23,13,23,14],[24,2,24,4],[24,6,24,7],[24,8,24,9],[24,11,24,12],[24,13,24,14],[25,2,25,4],[25,6,25,7],[25,8,25,9],[25,11,25,12],[25,13,25,14],[26,2,26,4],[26,6,26,7],[26,8,26,9],[26,11,26,12],[26,13,26,14],[27,2,27,4],[27,6,27,7],[27,8,27,9],[27,11,27,12],[27,13,27,14],[28,0,29,0],[28,1,29,1],[28,2,29,4],[28,5,29,5],[28,6,29,7],[28,8,29,9],[28,10,29,10],[28,11,29,12],[28,13,29,14],[30,0,32,0],[30,1,32,1],[30,2,32,4],[30,5,32,5],[30,6,32,7],[30,8,32,9],[30,10,32,10],[30,11,32,12],[30,13,32,14],[33,2,33,4],[33,6,33,7],[33,8,33,9],[33,11,33,12],[33,13,33,14],[34,2,34,4],[34,6,34,7],[34,8,34,9],[34,11,34,12],[34,13,34,14],[35,2,35,4],[35,6,35,7],[35,8,35,9],[35,11,35,12],[35,13,35,14],[36,0,36,14],[37,3,37,14],[38,0,38,3],[38,9,38,13],[39,0,39,14],[40,0,40,6],[40,7,40,11],[40,12,40,14],[41,2,41,4],[41,6,41,7],[41,8,41,9],[41,11,41,12],[41,13,41,14],[42,0,44,0],[42,1,44,1],[42,2,44,4],[42,5,44,5],[42,6,44,7],[42,8,44,9],[42,10,44,10],[42,11,44,12],[42,13,44,14],[45,2,45,4],[45,6,45,7],[45,8,45,9],[45,11,45,12],[45,13,45,14],[46,2,46,4],[46,6,46,7],[46,8,46,9],[46,11,46,12],[46,13,46,14],[47,2,47,4],[47,6,47,7],[47,8,47,9],[47,11,47,12],[47,13,47,14],[48,2,48,4],[48,6,48,7],[48,8,48,9],[48,11,48,12],[48,13,48,14],[49,2,49,4],[49,6,49,7],[49,8,49,9],[49,11,49,12],[49,13,49,14],[50,2,50,4],[50,6,50,7],[50,8,50,9],[50,11,50,12],[50,13,50,14],[51,2,51,4],[51,6,51,7],[51,8,51,9],[51,11,51,12],[51,13,51,14],[52,2,52,4],[52,6,52,7],[52,8,52,9],[52,11,52,12],[52,13,52,14],[53,2,53,4],[53,6,53,7],[53,8,53,9],[53,11,53,12],[53,13,53,14],[54,2,54,4],[54,6,54,7],[54,8,54,9],[54,11,54,12],[54,13,54,14],[55,2,55,4],[55,6,55,7],[55,8,55,9],[55,11,55,12],[55,13,55,14],[56,2,56,4],[56,6,56,7],[56,8,56,9],[56,11,56,12],[56,13,56,14],[57,2,57,4],[57,6,57,7],[57,8,57,9],[57,11,57,12],[57,13,57,14],[58,2,58,4],[58,6,58,7],[58,8,58,9],[58,11,58,12],[58,13,58,14],[59,2,59,4],[59,6,59,7],[59,8,59,9],[59,11,59,12],[59,13,59,14],[60,2,60,4],[60,6,60,7],[60,8,60,9],[60,11,60,12],[60,13,60,14],[61,2,61,4],[61,6,61,7],[61,8,61,9],[61,11,61,12],[61,13,61,14],[62,2,62,4],[62,6,62,7],[62,8,62,9],[62,11,62,12],[62,13,62,14],[63,2,63,4],[63,6,63,7],[63,8,63,9],[63,11,63,12],[63,13,63,14],[64,2,64,4],[64,6,64,7],[64,8,64,9],[64,11,64,12],[64,13,64,14],[65,2,65,4],[65,6,65,7],[65,8,65,9],[65,11,65,12],[65,13,65,14],[66,2,66,4],[66,6,66,7],[66,8,66,9],[66,11,66,12],[66,13,66,14],[67,2,67,4],[67,6,67,7],[67,8,67,9],[67,11,67,12],[67,13,67,14],[68,2,68,4],[68,6,68,7],[68,8,68,9],[68,11,68,12],[68,13,68,14],[69,2,69,4],[69,6,69,7],[69,8,69,9],[69,11,69,12],[69,13,69,14],[70,0,70,14],[72,3,72,14],[73,0,73,3],[73,9,73,13]],"flags":["formulas_cached_only"]}
["总价措施项目清单与计价表"]
["工程名称：国际公寓宿舍2-3单元改造-修缮土建",{"$nulls":6},"标段：",{"$nulls":4},"第1页 共3页"]
["序号","项目编码","项目名称",null,null,"计算基础","费率（%）",null,"金额（元）",null,"调整\n费率（%）","调整后\n金额（元）",null,"备注"]
["1","011707001001","安全文明施工费",{"$nulls":3},""]
["1.1",null,"基本费",null,null,"分部分项合计+单价措施项目合计-除税工程设备费","1.500"]
["1.2",null,"增加费",null,null,"分部分项合计+单价措施项目合计-除税工程设备费",""]
["1.3",null,"扬尘污染防治增加费",null,null,"分部分项合计+单价措施项目合计-除税工程设备费","0.210"]
["2","011707002001","夜间施工",null,null,"分部分项合计+单价措施项目合计-除税工程设备费",""]
["3","011707003001","非夜间施工照明",null,null,"分部分项合计+单价措施项目合计-除税工程设备费","",{"$nulls":6},"在计取非夜间施工照明费时，建筑工程、仿古工程、修缮土建部分仅地下室（地宫）部分可计取；单独装饰、安装工程、园林绿化工程、修缮安装部分仅特殊施工部位内施工项目可计取"]
[]
[]
[]
["4","011707004001","二次搬运",null,null,"分部分项合计+单价措施项目合计-除税工程设备费",""]
["5","011707005001","冬雨季施工",null,null,"分部分项合计+单价措施项目合计-除税工程设备费",""]
[]
[]
[]
[]
[{"$nulls":3},"【新点2013清单造价江苏版 V10.3.5】"]
["编制人（造价人员）：",{"$nulls":8},"复核人（造价工程师）："]
["总价措施项目清单与计价表"]
["工程名称：国际公寓宿舍2-3单元改造-修缮土建",{"$nulls":6},"标段：",{"$nulls":4},"第2页 共3页"]
["序号","项目编码","项目名称",null,null,"计算基础","费率（%）",null,"金额（元）",null,"调整\n费率（%）","调整后\n金额（元）",null,"备注"]
["6","011707006001","地上、地下设施、建筑物的临时保护设施",null,null,"分部分项合计+单价措施项目合计-除税工程设备费",""]
["7","011707007001","已完工程及设备保护",null,null,"分部分项合计+单价措施项目合计-除税工程设备费",""]
["8","011707008001","临时设施",null,null,"分部分项合计+单价措施项目合计-除税工程设备费",""]
["9","011707009001","赶工措施",null,null,"分部分项合计+单价措施项目合计-除税工程设备费",""]
["10","011707010001","工程按质论价",null,null,"分部分项合计+单价措施项目合计-除税工程设备费",""]
["11","011707011001","住宅分户验收",null,null,"分部分项合计+单价措施项目合计-除税工程设备费","",{"$nulls":6},"在计取住宅分户验收时，大型土石方工程、桩基工程和地下室部分不计入计费基础"]
[]
["12","011707012001","建筑工人实名制费用",null,null,"分部分项合计+单价措施项目合计-除税工程设备费","",{"$nulls":6},"建筑工人实名制设备由建筑工人工资专用账户开户银行提供的，建筑工人实名制费用按表中费率乘以0.5系数计取"]
[]
[]
["13","011707091001","特殊条件下施工增加费",null,null,"分部分项合计+单价措施项目合计-除税工程设备费",""]
[]
[]
[]
[{"$nulls":3},"【新点2013清单造价江苏版 V10.3.5】"]
["编制人（造价人员）：",{"$nulls":8},"复核人（造价工程师）："]
["总价措施项目清单与计价表"]
["工程名称：国际公寓宿舍2-3单元改造-修缮土建",{"$nulls":6},"标段：",{"$nulls":4},"第3页 共3页"]
["序号","项目编码","项目名称",null,null,"计算基础","费率（%）",null,"金额（元）",null,"调整\n费率（%）","调整后\n金额（元）",null,"备注"]
["14","011707015001","智慧工地费用",null,null,"分部分项合计+单价措施项目合计-除税工程设备费","",{"$nulls":6},"现场安全隐患排查、人员信息动态管理、扬尘管控视频监控、高处作业防护预警、危大工程监测预警和集成平台等设备、软件和管理费用。"]
[]
[]
["15","011707016001","新冠疫情常态化防控",null,null,"分部分项合计+单价措施项目合计-除税工程设备费",""]
{"$rows_empty":26}
[{"$nulls":3},"【新点2013清单造价江苏版 V10.3.5】"]
["编制人（造价人员）：",{"$nulls":8},"复核人（造价工程师）："]

{"sheet":"3.3 表-13 规费、税金项目计价表","index":3,"n_rows":41,"n_cols":11,"rows_kept":41,"merged":[[0,0,0,11],[1,0,1,4],[1,5,1,8],[1,9,1,11],[2,1,2,2],[2,3,2,5],[2,6,2,7],[2,8,2,9],[2,10,2,11],[3,1,3,2],[3,3,3,5],[3,6,3,7],[3,8,3,9],[3,10,3,11],[4,1,4,2],[4,3,4,5],[4,6,4,7],[4,8,4,9],[4,10,4,11],[5,1,5,2],[5,3,5,5],[5,6,5,7],[5,8,5,9],[5,10,5,11],[6,1,6,2],[6,3,6,5],[6,6,6,7],[6,8,6,9],[6,10,6,11],[7,1,7,2],[7,3,7,5],[7,6,7,7],[7,8,7,9],[7,10,7,11],[8,1,8,2],[8,3,8,5],[8,6,8,7],[8,8,8,9],[8,10,8,11],[9,1,9,2],[9,3,9,5],[9,6,9,7],[9,8,9,9],[9,10,9,11],[10,1,10,2],[10,3,10,5],[10,6,10,7],[10,8,10,9],[10,10,10,11],[11,1,11,2],[11,3,11,5],[11,6,11,7],[11,8,11,9],[11,10,11,11],[12,1,12,2],[12,3,12,5],[12,6,12,7],[12,8,12,9],[12,10,12,11],[13,1,13,2],[13,3,13,5],[13,6,13,7],[13,8,13,9],[13,10,13,11],[14,1,14,2],[14,3,14,5],[14,6,14,7],[14,8,14,9],[14,10,14,11],[15,1,15,2],[15,3,15,5],[15,6,15,7],[15,8,15,9],[15,10,15,11],[16,1,16,2],[16,3,16,5],[16,6,16,7],[16,8,16,9],[16,10,16,11],[17,1,17,2],[17,3,17,5],[17,6,17,7],[17,8,17,9],[17,10,17,11],[18,1,18,2],[18,3,18,5],[18,6,18,7],[18,8,18,9],[18,10,18,11],[19,1,19,2],[19,3,19,5],[19,6,19,7],[19,8,19,9],[19,10,19,11],[20,1,20,2],[20,3,20,5],[20,6,20,7],[20,8,20,9],[20,10,20,11],[21,1,21,2],[21,3,21,5],[21,6,21,7],[21,8,21,9],[21,10,21,11],[22,1,22,2],[22,3,22,5],[22,6,22,7],[22,8,22,9],[22,10,22,11],[23,1,23,2],[23,3,23,5],[23,6,23,7],[23,8,23,9],[23,10,23,11],[24,1,24,2],[24,3,24,5],[24,6,24,7],[24,8,24,9],[24,10,24,11],[25,1,25,2],[25,3,25,5],[25,6,25,7],[25,8,25,9],[25,10,25,11],[26,1,26,2],[26,3,26,5],[26,6,26,7],[26,8,26,9],[26,10,26,11],[27,1,27,2],[27,3,27,5],[27,6,27,7],[27,8,27,9],[27,10,27,11],[28,1,28,2],[28,3,28,5],[28,6,28,7],[28,8,28,9],[28,10,28,11],[29,1,29,2],[29,3,29,5],[29,6,29,7],[29,8,29,9],[29,10,29,11],[30,1,30,2],[30,3,30,5],[30,6,30,7],[30,8,30,9],[30,10,30,11],[31,1,31,2],[31,3,31,5],[31,6,31,7],[31,8,31,9],[31,10,31,11],[32,1,32,2],[32,3,32,5],[32,6,32,7],[32,8,32,9],[32,10,32,11],[33,1,33,2],[33,3,33,5],[33,6,33,7],[33,8,33,9],[33,10,33,11],[34,1,34,2],[34,3,34,5],[34,6,34,7],[34,8,34,9],[34,10,34,11],[35,1,35,2],[35,3,35,5],[35,6,35,7],[35,8,35,9],[35,10,35,11],[36,1,36,2],[36,3,36,5],[36,6,36,7],[36,8,36,9],[36,10,36,11],[37,0,37,9],[37,10,37,11],[39,2,39,11],[40,0,40,3],[40,7,40,10]],"flags":["formulas_cached_only"]}
["规费、税金项目计价表"]
["工程名称：国际公寓宿舍2-3单元改造-修缮土建",{"$nulls":4},"标段：",{"$nulls":3},"第1页 共1页"]
["序号","项目名称",null,"计算基础",null,null,"计算基数(元)",null,"计算费率(％)",null,"金额(元)"]
["1","规费",null,"环境保护税+社会保险费+住房公积金",{"$nulls":4},"100.000"]
["1.1","社会保险费",null,"分部分项工程费+措施项目费+其他项目费-除税工程设备费",{"$nulls":4},"3.800"]
["1.2","住房公积金",null,"分部分项工程费+措施项目费+其他项目费-除税工程设备费",{"$nulls":4},"0.670"]
["1.3","环境保护税",null,"分部分项工程费+措施项目费+其他项目费-除税工程设备费",{"$nulls":4},""]
["2","税金",null,"分部分项工程费+措施项目费+其他项目费+规费-除税甲供材料和甲供设备费/1.01",{"$nulls":4},"9.000"]
{"$rows_empty":29}
["合  计"]
[]
[null,null,"【新点2013清单造价江苏版 V10.3.5】"]
["编制人（造价人员）：",{"$nulls":6},"复核人（造价工程师）："]

{"sheet":"4.1 表-08 分部分项工程和单价措施项目清单与计价表","index":4,"n_rows":265,"n_cols":12,"rows_kept":265,"merged":[[0,0,0,11],[1,0,1,4],[1,5,1,9],[1,10,1,11],[2,0,4,0],[2,1,4,1],[2,2,4,3],[2,4,4,5],[2,6,4,6],[2,7,4,7],[2,8,2,11],[3,8,4,8],[3,9,4,10],[5,2,5,5],[5,9,5,10],[6,0,7,0],[6,1,7,1],[6,2,7,3],[6,4,7,5],[6,6,7,6],[6,7,7,7],[6,8,7,8],[6,9,7,10],[6,11,7,11],[8,0,9,0],[8,1,9,1],[8,2,9,3],[8,4,9,5],[8,6,9,6],[8,7,9,7],[8,8,9,8],[8,9,9,10],[8,11,9,11],[10,0,11,0],[10,1,11,1],[10,2,11,3],[10,4,11,5],[10,6,11,6],[10,7,11,7],[10,8,11,8],[10,9,11,10],[10,11,11,11],[12,2,12,3],[12,4,12,5],[12,9,12,10],[13,0,14,0],[13,1,14,1],[13,2,14,3],[13,4,14,5],[13,6,14,6],[13,7,14,7],[13,8,14,8],[13,9,14,10],[13,11,14,11],[15,0,16,0],[15,1,16,1],[15,2,16,3],[15,4,16,5],[15,6,16,6],[15,7,16,7],[15,8,16,8],[15,9,16,10],[15,11,16,11],[17,2,17,3],[17,4,17,5],[17,9,17,10],[18,0,18,8],[18,9,18,10],[20,3,20,11],[21,0,21,11],[22,0,22,4],[22,5,22,9],[22,10,22,11],[23,0,25,0],[23,1,25,1],[23,2,25,3],[23,4,25,5],[23,6,25,6],[23,7,25,7],[23,8,23,11],[24,8,25,8],[24,9,25,10],[26,0,27,0],[26,1,27,1],[26,2,27,3],[26,4,27,5],[26,6,27,6],[26,7,27,7],[26,8,27,8],[26,9,27,10],[26,11,27,11],[28,0,29,0],[28,1,29,1],[28,2,29,3],[28,4,29,5],[28,6,29,6],[28,7,29,7],[28,8,29,8],[28,9,29,10],[28,11,29,11],[30,0,32,0],[30,1,32,1],[30,2,32,3],[30,4,32,5],[30,6,32,6],[30,7,32,7],[30,8,32,8],[30,9,32,10],[30,11,32,11],[33,0,34,0],[33,1,34,1],[33,2,34,3],[33,4,34,5],[33,6,34,6],[33,7,34,7],[33,8,34,8],[33,9,34,10],[33,11,34,11],[35,2,35,5],[35,9,35,10],[36,2,36,5],[36,9,36,10],[37,2,37,3],[37,4,37,5],[37,9,37,10],[38,2,38,3],[38,4,38,5],[38,9,38,10],[39,2,39,3],[39,4,39,5],[39,9,39,10],[40,0,40,8],[40,9,40,10],[42,3,42,11],[43,0,43,11],[44,0,44,4],[44,5,44,9],[44,10,44,11],[45,0,47,0],[45,1,47,1],[45,2,47,3],[45,4,47,5],[45,6,47,6],[45,7,47,7],[45,8,45,11],[46,8,47,8],[46,9,47,10],[48,0,50,0],[48,1,50,1],[48,2,50,3],[48,4,50,5],[48,6,50,6],[48,7,50,7],[48,8,50,8],[48,9,50,10],[48,11,50,11],[51,0,53,0],[51,1,53,1],[51,2,53,3],[51,4,53,5],[51,6,53,6],[51,7,53,7],[51,8,53,8],[51,9,53,10],[51,11,53,11],[54,0,55,0],[54,1,55,1],[54,2,55,3],[54,4,55,5],[54,6,55,6],[54,7,55,7],[54,8,55,8],[54,9,55,10],[54,11,55,11],[56,0,57,0],[56,1,57,1],[56,2,57,3],[56,4,57,5],[56,6,57,6],[56,7,57,7],[56,8,57,8],[56,9,57,10],[56,11,57,11],[58,2,58,3],[58,4,58,5],[58,9,58,10],[59,0,59,8],[59,9,59,10],[61,3,61,11],[62,0,62,11],[63,0,63,4],[63,5,63,9],[63,10,63,11],[64,0,66,0],[64,1,66,1],[64,2,66,3],[64,4,66,5],[64,6,66,6],[64,7,66,7],[64,8,64,11],[65,8,66,8],[65,9,66,10],[67,0,68,0],[67,1,68,1],[67,2,68,3],[67,4,68,5],[67,6,68,6],[67,7,68,7],[67,8,68,8],[67,9,68,10],[67,11,68,11],[69,0,70,0],[69,1,70,1],[69,2,70,3],[69,4,70,5],[69,6,70,6],[69,7,70,7],[69,8,70,8],[69,9,70,10],[69,11,70,11],[71,0,74,0],[71,1,74,1],[71,2,74,3],[71,4,74,5],[71,6,74,6],[71,7,74,7],[71,8,74,8],[71,9,74,10],[71,11,74,11],[75,0,77,0],[75,1,77,1],[75,2,77,3],[75,4,77,5],[75,6,77,6],[75,7,77,7],[75,8,77,8],[75,9,77,10],[75,11,77,11],[78,2,78,3],[78,4,78,5],[78,9,78,10],[79,2,79,3],[79,4,79,5],[79,9,79,10],[80,0,80,8],[80,9,80,10],[82,3,82,11],[83,0,83,11],[84,0,84,4],[84,5,84,9],[84,10,84,11],[85,0,87,0],[85,1,87,1],[85,2,87,3],[85,4,87,5],[85,6,87,6],[85,7,87,7],[85,8,85,11],[86,8,87,8],[86,9,87,10],[88,0,89,0],[88,1,89,1],[88,2,89,3],[88,4,89,5],[88,6,89,6],[88,7,89,7],[88,8,89,8],[88,9,89,10],[88,11,89,11],[90,0,91,0],[90,1,91,1],[90,2,91,3],[90,4,91,5],[90,6,91,6],[90,7,91,7],[90,8,91,8],[90,9,91,10],[90,11,91,11],[92,0,93,0],[92,1,93,1],[92,2,93,3],[92,4,93,5],[92,6,93,6],[92,7,93,7],[92,8,93,8],[92,9,93,10],[92,11,93,11],[94,0,95,0],[94,1,95,1],[94,2,95,3],[94,4,95,5],[94,6,95,6],[94,7,95,7],[94,8,95,8],[94,9,95,10],[94,11,95,11],[96,0,97,0],[96,1,97,1],[96,2,97,3],[96,4,97,5],[96,6,97,6],[96,7,97,7],[96,8,97,8],[96,9,97,10],[96,11,97,11],[98,2,98,3],[98,4,98,5],[98,9,98,10],[99,2,99,3],[99,4,99,5],[99,9,99,10],[100,2,100,3],[100,4,100,5],[100,9,100,10],[101,2,101,3],[101,4,101,5],[101,9,101,10],[102,0,102,8],[102,9,102,10],[104,3,104,11],[105,0,105,11],[106,0,106,4],[106,5,106,9],[106,10,106,11],[107,0,109,0],[107,1,109,1],[107,2,109,3],[107,4,109,5],[107,6,109,6],[107,7,109,7],[107,8,107,11],[108,8,109,8],[108,9,109,10],[110,0,111,0],[110,1,111,1],[110,2,111,3],[110,4,111,5],[110,6,111,6],[110,7,111,7],[110,8,111,8],[110,9,111,10],[110,11,111,11],[112,0,113,0],[112,1,113,1],[112,2,113,3],[112,4,113,5],[112,6,113,6],[112,7,113,7],[112,8,113,8],[112,9,113,10],[112,11,113,11],[114,0,115,0],[114,1,115,1],[114,2,115,3],[114,4,115,5],[114,6,115,6],[114,7,115,7],[114,8,115,8],[114,9,115,10],[114,11,115,11],[116,0,117,0],[116,1,117,1],[116,2,117,3],[116,4,117,5],[116,6,117,6],[116,7,117,7],[116,8,117,8],[116,9,117,10],[116,11,117,11],[118,2,118,5],[118,9,118,10],[119,2,119,5],[119,9,119,10],[120,2,120,3],[120,4,120,5],[120,9,120,10],[121,2,121,3],[121,4,121,5],[121,9,121,10],[122,2,122,3],[122,4,122,5],[122,9,122,10],[123,2,123,3],[123,4,123,5],[123,9,123,10],[124,2,124,3],[124,4,124,5],[124,9,124,10],[125,2,125,3],[125,4,125,5],[125,9,125,10],[126,2,126,3],[126,4,126,5],[126,9,126,10],[127,0,127,8],[127,9,127,10],[129,3,129,11],[130,0,130,11],[131,0,131,4],[131,5,131,9],[131,10,131,11],[132,0,134,0],[132,1,134,1],[132,2,134,3],[132,4,134,5],[132,6,134,6],[132,7,134,7],[132,8,132,11],[133,8,134,8],[133,9,134,10],[135,0,137,0],[135,1,137,1],[135,2,137,3],[135,4,137,5],[135,6,137,6],[135,7,137,7],[135,8,137,8],[135,9,137,10],[135,11,137,11],[138,0,140,0],[138,1,140,1],[138,2,140,3],[138,4,140,5],[138,6,140,6],[138,7,140,7],[138,8,140,8],[138,9,140,10],[138,11,140,11],[141,0,142,0],[141,1,142,1],[141,2,142,3],[141,4,142,5],[141,6,142,6],[141,7,142,7],[141,8,142,8],[141,9,142,10],[141,11,142,11],[143,0,144,0],[143,1,144,1],[143,2,144,3],[143,4,144,5],[143,6,144,6],[143,7,144,7],[143,8,144,8],[143,9,144,10],[143,11,144,11],[145,2,145,3],[145,4,145,5],[145,9,145,10],[146,0,146,8],[146,9,146,10],[148,3,148,11],[149,0,149,11],[150,0,150,4],[150,5,150,9],[150,10,150,11],[151,0,153,0],[151,1,153,1],[151,2,153,3],[151,4,153,5],[151,6,153,6],[151,7,153,7],[151,8,151,11],[152,8,153,8],[152,9,153,10],[154,0,155,0],[154,1,155,1],[154,2,155,3],[154,4,155,5],[154,6,155,6],[154,7,155,7],[154,8,155,8],[154,9,155,10],[154,11,155,11],[156,0,157,0],[156,1,157,1],[156,2,157,3],[156,4,157,5],[156,6,157,6],[156,7,157,7],[156,8,157,8],[156,9,157,10],[156,11,157,11],[158,0,161,0],[158,1,161,1],[158,2,161,3],[158,4,161,5],[158,6,161,6],[158,7,161,7],[158,8,161,8],[158,9,161,10],[158,11,161,11],[162,0,164,0],[162,1,164,1],[162,2,164,3],[162,4,164,5],[162,6,164,6],[162,7,164,7],[162,8,164,8],[162,9,164,10],[162,11,164,11],[165,2,165,3],[165,4,165,5],[165,9,165,10],[166,2,166,3],[166,4,166,5],[166,9,166,10],[167,0,167,8],[167,9,167,10],[169,3,169,11],[170,0,170,11],[171,0,171,4],[171,5,171,9],[171,10,171,11],[172,0,174,0],[172,1,174,1],[172,2,174,3],[172,4,174,5],[172,6,174,6],[172,7,174,7],[172,8,172,11],[173,8,174,8],[173,9,174,10],[175,0,176,0],[175,1,176,1],[175,2,176,3],[175,4,176,5],[175,6,176,6],[175,7,176,7],[175,8,176,8],[175,9,176,10],[175,11,176,11],[177,0,178,0],[177,1,178,1],[177,2,178,3],[177,4,178,5],[177,6,178,6],[177,7,178,7],[177,8,178,8],[177,9,178,10],[177,11,178,11],[179,0,180,0],[179,1,180,1],[179,2,180,3],[179,4,180,5],[179,6,180,6],[179,7,180,7],[179,8,180,8],[179,9,180,10],[179,11,180,11],[181,0,182,0],[181,1,182,1],[181,2,182,3],[181,4,182,5],[181,6,182,6],[181,7,182,7],[181,8,182,8],[181,9,182,10],[181,11,182,11],[183,0,184,0],[183,1,184,1],[183,2,184,3],[183,4,184,5],[183,6,184,6],[183,7,184,7],[183,8,184,8],[183,9,184,10],[183,11,184,11],[185,2,185,3],[185,4,185,5],[185,9,185,10],[186,2,186,3],[186,4,186,5],[186,9,186,10],[187,2,187,3],[187,4,187,5],[187,9,187,10],[188,2,188,3],[188,4,188,5],[188,9,188,10],[189,2,189,3],[189,4,189,5],[189,9,189,10],[190,0,190,8],[190,9,190,10],[192,3,192,11],[193,0,193,11],[194,0,194,4],[194,5,194,9],[194,10,194,11],[195,0,197,0],[195,1,197,1],[195,2,197,3],[195,4,197,5],[195,6,197,6],[195,7,197,7],[195,8,195,11],[196,8,197,8],[196,9,197,10],[198,0,199,0],[198,1,199,1],[198,2,199,3],[198,4,199,5],[198,6,199,6],[198,7,199,7],[198,8,199,8],[198,9,199,10],[198,11,199,11],[200,0,201,0],[200,1,201,1],[200,2,201,3],[200,4,201,5],[200,6,201,6],[200,7,201,7],[200,8,201,8],[200,9,201,10],[200,11,201,11],[202,0,203,0],[202,1,203,1],[202,2,203,3],[202,4,203,5],[202,6,203,6],[202,7,203,7],[202,8,203,8],[202,9,203,10],[202,11,203,11],[204,0,205,0],[204,1,205,1],[204,2,205,3],[204,4,205,5],[204,6,205,6],[204,7,205,7],[204,8,205,8],[204,9,205,10],[204,11,205,11],[206,2,206,5],[206,9,206,10],[207,2,207,5],[207,9,207,10],[208,0,209,0],[208,1,209,1],[208,2,209,3],[208,4,209,5],[208,6,209,6],[208,7,209,7],[208,8,209,8],[208,9,209,10],[208,11,209,11],[210,2,210,3],[210,4,210,5],[210,9,210,10],[211,0,211,8],[211,9,211,10],[213,3,213,11],[214,0,214,11],[215,0,215,4],[215,5,215,9],[215,10,215,11],[216,0,218,0],[216,1,218,1],[216,2,218,3],[216,4,218,5],[216,6,218,6],[216,7,218,7],[216,8,216,11],[217,8,218,8],[217,9,218,10],[219,0,220,0],[219,1,220,1],[219,2,220,3],[219,4,220,5],[219,6,220,6],[219,7,220,7],[219,8,220,8],[219,9,220,10],[219,11,220,11],[221,2,221,3],[221,4,221,5],[221,9,221,10],[222,0,223,0],[222,1,223,1],[222,2,223,3],[222,4,223,5],[222,6,223,6],[222,7,223,7],[222,8,223,8],[222,9,223,10],[222,11,223,11],[224,0,225,0],[224,1,225,1],[224,2,225,3],[224,4,225,5],[224,6,225,6],[224,7,225,7],[224,8,225,8],[224,9,225,10],[224,11,225,11],[226,2,226,3],[226,4,226,5],[226,9,226,10],[227,0,228,0],[227,1,228,1],[227,2,228,3],[227,4,228,5],[227,6,228,6],[227,7,228,7],[227,8,228,8],[227,9,228,10],[227,11,228,11],[229,2,229,3],[229,4,229,5],[229,9,229,10],[230,2,230,3],[230,4,230,5],[230,9,230,10],[231,2,231,3],[231,4,231,5],[231,9,231,10],[232,0,232,8],[232,9,232,10],[234,3,234,11],[235,0,235,11],[236,0,236,4],[236,5,236,9],[236,10,236,11],[237,0,239,0],[237,1,239,1],[237,2,239,3],[237,4,239,5],[237,6,239,6],[237,7,239,7],[237,8,237,11],[238,8,239,8],[238,9,239,10],[240,0,241,0],[240,1,241,1],[240,2,241,3],[240,4,241,5],[240,6,241,6],[240,7,241,7],[240,8,241,8],[240,9,241,10],[240,11,241,11],[242,0,244,0],[242,1,244,1],[242,2,244,3],[242,4,244,5],[242,6,244,6],[242,7,244,7],[242,8,244,8],[242,9,244,10],[242,11,244,11],[245,0,246,0],[245,1,246,1],[245,2,246,3],[245,4,246,5],[245,6,246,6],[245,7,246,7],[245,8,246,8],[245,9,246,10],[245,11,246,11],[247,2,247,5],[247,9,247,10],[248,2,248,5],[248,9,248,10],[249,2,249,3],[249,4,249,5],[249,9,249,10],[250,2,250,5],[250,9,250,10],[251,2,251,3],[251,4,251,5],[251,9,251,10],[252,2,252,3],[252,4,252,5],[252,9,252,10],[253,2,253,3],[253,4,253,5],[253,9,253,10],[254,2,254,3],[254,4,254,5],[254,9,254,10],[255,2,255,3],[255,4,255,5],[255,9,255,10],[256,2,256,3],[256,4,256,5],[256,9,256,10],[257,2,257,3],[257,4,257,5],[257,9,257,10],[258,2,258,3],[258,4,258,5],[258,9,258,10],[259,2,259,3],[259,4,259,5],[259,9,259,10],[260,2,260,3],[260,4,260,5],[260,9,260,10],[261,0,261,8],[261,9,261,10],[262,0,262,8],[262,9,262,10],[264,3,264,11]],"flags":["formulas_cached_only"]}
["分部分项工程和单价措施项目清单与计价表"]
["工程名称：国际公寓宿舍2-3单元改造-修缮安装",{"$nulls":4},"标段：",{"$nulls":4},"第1页 共12页"]
["序号","项目编码","项目名称",null,"项目特征描述",null,"计量\n单位","工程量","金额（元）"]
[{"$nulls":8},"综合单价","合价",null,"其中"]
[{"$nulls":11},"暂估价"]
[null,null," 国际公寓201等51间",{"$nulls":4},""]
["1","030404035001","插座",null,"1、名称：五孔插座\n2、规格：10A\n3、安装方式：明装\n4、正泰、施耐德、公牛等同等品牌\n5、备注：插座具体安装部位，满足使用单位使用需求",null,"个","153"]
[]
["2","030411001002","配管",null,"1、部位：办公室墙面明敷线槽\n2、材质：PVC线槽\n3、规格：线槽宽40\n4、配置形式：墙面明配\n5、备注：原室内墙面、地板保护性施工\n6、投标单位综合考虑、自主报价，满足使用方要求",null,"m","1073.04"]
[]
["3","030411004001","配线",null,"1、部位：室内墙面、顶面\n2、配线形式：槽板内敷设配线\n3、材质、规格：铜芯BV-2.5mm2\n4、配线品牌：江南、远东\n5、投标单位综合考虑、自主报价，满足使用方要求",null,"m","3219.12"]
[]
["4","031004006001","大便器",null,"1、部位：大便器马桶盖更换\n2、投标单位综合考虑、自主报价，满足使用单位要求",null,"个","51"]
["5","030404033004","卫生间排气扇",null,"1、部位：卫生间排气扇拆除换新\n2、规格、型号：90m3/h，功率22W\n3、投标单位综合考虑、自主报价，满足使用单位要求",null,"台","25"]
[]
["6","011613001002","灯具拆除",null,"1、拆除部位：室内顶面\n2、名称：吸顶面板灯\n3、拆除垃圾清理、归堆整理外运，投标单位综合考虑自主报价",null,"套","153"]
[]
[]
["本页小计"]
[]
[{"$nulls":3},"【新点2013清单造价江苏版 V10.3.5】"]
["分部分项工程和单价措施项目清单与计价表"]
["工程名称：国际公寓宿舍2-3单元改造-修缮安装",{"$nulls":4},"标段：",{"$nulls":4},"第2页 共12页"]
["序号","项目编码","项目名称",null,"项目特征描述",null,"计量\n单位","工程量","金额（元）"]
[{"$nulls":8},"综合单价","合价",null,"其中"]
[{"$nulls":11},"暂估价"]
["7","011613001008","灯具拆除",null,"1、拆除部位：卫生间\n2、名称：嵌入式筒灯\n3、拆除垃圾清理、归堆整理外运，投标单位综合考虑自主报价",null,"套","51"]
[]
["8","030412001001","普通灯具",null,"1、安装部位：室内照明\n2、型号及规格：600*600平板LED吸顶灯\n3、灯具功率: 48W；\n4、灯具品牌：欧普、飞利浦、雷士中选择一种\n5、投标单位综合考虑、自主报价，满足使用单位要求",null,"套","102"]
[]
["9","030412001008","普通灯具",null,"1、安装部位：卫生间吊顶照明\n2、名称：乳白色亚克力方形吊顶平板灯\n3、型号及规格：300*300平板\n4、功率: 48W；\n5、光源类型：LED；\n6、光源色温：5700K\n7、灯具品牌：欧普、飞利浦、雷士中选择一种\n8、投标单位综合考虑、自主报价，满足使用单位要求",null,"套","51"]
[]
[]
["10","030412004001","装饰灯",null,"1、名称：嵌入式筒灯\n2、型号、规格：色温4000K，9W\n3、安装形式：嵌入式\n4、灯具品牌：雷士、欧普、飞利浦中选择一种\n5、投标单位综合考虑、自主报价，满足使用方要求",null,"套","51"]
[]
[null,null,"分部小计",{"$nulls":4},""]
[null,null," 国际公寓中单元301等10间",{"$nulls":4},""]
[]
[]
[]
["本页小计"]
[]
[{"$nulls":3},"【新点2013清单造价江苏版 V10.3.5】"]
["分部分项工程和单价措施项目清单与计价表"]
["工程名称：国际公寓宿舍2-3单元改造-修缮安装",{"$nulls":4},"标段：",{"$nulls":4},"第3页 共12页"]
["序号","项目编码","项目名称",null,"项目特征描述",null,"计量\n单位","工程量","金额（元）"]
[{"$nulls":8},"综合单价","合价",null,"其中"]
[{"$nulls":11},"暂估价"]
["11","030412001002","普通灯具",null,"1、安装部位：卫生间吊顶照明\n2、名称：乳白色亚克力方形吊顶平板灯\n3、型号及规格：300*300平板\n4、功率: 48W；\n5、光源类型：LED；\n6、光源色温：5700K\n7、灯具品牌：欧普、飞利浦、雷士中选择一种\n8、投标单位综合考虑、自主报价，满足使用单位要求",null,"套","10"]
[]
[]
["12","030411001001","配管",null,"1、部位：卫生间开槽配管\n2、材质：塑料管\n3、规格：DN20\n4、配置形式：墙面暗配\n5、备注：包含切割墙体、刨沟、敷设线管、抹砂浆保护层、恢复墙面\n6、品牌：日丰、金牛同质品牌\n7、投标单位综合考虑、自主报价，满足使用方要求",null,"m","81.5"]
[]
[]
["13","030411004005","配线",null,"1、部位：卫生间墙面、顶面\n2、配线形式：管内穿线\n3、材质、规格：铜芯BV-2.5mm2\n4、配线品牌：江南、远东\n5、投标单位综合考虑、自主报价，满足使用方要求",null,"m","244.5"]
[]
["14","030404035005","墙面盲板",null,"1、部位：洗手池下部\n2、名称：墙面盲板\n3、包含面板、接线盒等\n4、品牌：西门子、施耐德、公牛等同等品牌\n5、投标单位综合考虑、自主报价，满足使用方要求",null,"个","10"]
[]
[]
["本页小计"]
[]
[{"$nulls":3},"【新点2013清单造价江苏版 V10.3.5】"]
["分部分项工程和单价措施项目清单与计价表"]
["工程名称：国际公寓宿舍2-3单元改造-修缮安装",{"$nulls":4},"标段：",{"$nulls":4},"第4页 共12页"]
["序号","项目编码","项目名称",null,"项目特征描述",null,"计量\n单位","工程量","金额（元）"]
[{"$nulls":8},"综合单价","合价",null,"其中"]
[{"$nulls":11},"暂估价"]
["15","030404034001","照明开关",null,"1、名称：卫生间照明开关\n2、规格：220V 10A\n3、安装方式：暗装\n4、品牌：正泰、施耐德、公牛等同等品牌\n5、投标单位综合考虑、自主报价，满足使用方要求",null,"个","10"]
[]
["16","030404033001","卫生间排气扇",null,"1、部位：卫生间排气扇拆除换新\n2、规格、型号：90m3/h，功率22W\n3、投标单位综合考虑、自主报价，满足使用单位要求",null,"台","10"]
[]
["17","031004006002","大便器",null,"1、部位：卫生间\n2、名称：蹲便器（含上下水洁具）\n3、规格、类型：手按阀蹲式大便器（含水箱）\n4、材质：瓷质大便器，样式由建设单位确认为准\n5、品牌：箭牌、九牧、东鹏等同品质品牌\n6、安装蹲便器使用堵漏王封堵，包括但不仅限于与水管接触点\n7、包含配套安装的配件、给水管、全部辅材及五金配件，满足使用单位使用需求",null,"组","20"]
[]
[]
[]
["18","031004003002","洗脸盆",null,"1、部位：卫生间\n2、名称：洗脸盆（含上下水洁具）\n3、规格、类型：2个陶瓷洗面盆，含不锈钢洗脸盆水嘴\n4、附件名称、数量：包含安装所需附件、阀门等\n5、品牌：九牧王、箭牌等同品质品牌\n6、投标单位综合考虑、自主报价，满足使用单位使用需求",null,"组","10"]
[]
[]
[]
[]
["本页小计"]
[]
[{"$nulls":3},"【新点2013清单造价江苏版 V10.3.5】"]
["分部分项工程和单价措施项目清单与计价表"]
["工程名称：国际公寓宿舍2-3单元改造-修缮安装",{"$nulls":4},"标段：",{"$nulls":4},"第5页 共12页"]
["序号","项目编码","项目名称",null,"项目特征描述",null,"计量\n单位","工程量","金额（元）"]
[{"$nulls":8},"综合单价","合价",null,"其中"]
[{"$nulls":11},"暂估价"]
["19","031004014001","给、排水附（配）件",null,"1、部位：卫生间\n2、名称：304不锈钢地漏\n3、型号、规格：DN50\n4、投标单位综合考虑、自主报价，满足使用单位使用需求",null,"个(组)","10"]
[]
["20","031004014004","给、排水附（配）件",null,"1、部位：吊顶内\n2、给水管道预留三通，支管管口丝堵封住，后期改造预留\n3、投标单位综合考虑、自主报价，满足使用单位使用需求",null,"个(组)","10"]
[]
["21","031001006002","塑料管",null,"1、部位：卫生间给水管道\n2、材质、规格：PPR给水管DN32\n3、重新打孔、铺设、安装，敷设到位，满足相应设备使用\n4、备注：包含安装所需的附属配件\n5、投标单位综合考虑、自主报价，满足使用单位要求",null,"m","117"]
[]
["22","031001006001","塑料管",null,"1、部位：卫生间排水管道\n2、材质、规格：PVC排水管DN110\n3、介质：污水\n4、连接形式：pvc胶粘接\n5、备注：包含安装所需的附属配件\n6、投标单位综合考虑、自主报价，满足使用单位要求",null,"m","38.5"]
[]
["23","030404035002","插座",null,"1、名称：室内五孔插座\n2、规格：10A\n3、安装方式：明装\n4、正泰、施耐德、公牛等同等品牌\n5、备注：插座具体安装部位，满足使用单位使用需求",null,"个","60"]
[]
[]
[]
[]
[]
["本页小计"]
[]
[{"$nulls":3},"【新点2013清单造价江苏版 V10.3.5】"]
["分部分项工程和单价措施项目清单与计价表"]
["工程名称：国际公寓宿舍2-3单元改造-修缮安装",{"$nulls":4},"标段：",{"$nulls":4},"第6页 共12页"]
["序号","项目编码","项目名称",null,"项目特征描述",null,"计量\n单位","工程量","金额（元）"]
[{"$nulls":8},"综合单价","合价",null,"其中"]
[{"$nulls":11},"暂估价"]
["24","030411001003","配管",null,"1、部位：室内墙面明敷线槽\n2、材质：PVC线槽\n3、规格：线槽宽40\n4、配置形式：墙面明配\n5、备注：原室内墙面、地板保护性施工\n6、投标单位综合考虑、自主报价，满足使用方要求",null,"m","408.4"]
[]
["25","030411004002","配线",null,"1、部位：室内墙面、顶面\n2、配线形式：线槽内敷设\n3、材质、规格：铜芯BV-2.5mm2\n4、配线品牌：江南、远东\n5、投标单位综合考虑、自主报价，满足使用方要求",null,"m","1225.2"]
[]
["26","011613001003","灯具拆除",null,"1、拆除部位：室内顶面\n2、名称：吸顶面板灯\n3、拆除垃圾清理、归堆整理外运，投标单位综合考虑自主报价",null,"套","40"]
[]
["27","030412001003","普通灯具",null,"1、安装部位：室内照明\n2、型号及规格：600*600平板LED吸顶灯\n3、灯具功率: 48W；\n4、灯具品牌：欧普、飞利浦、雷士中选择一种\n5、投标单位综合考虑、自主报价，满足使用单位要求",null,"套","40"]
[]
[null,null,"分部小计",{"$nulls":4},""]
[null,null," 国际公寓中单元302等4间",{"$nulls":4},""]
{"$rows_empty":7}
["本页小计"]
[]
[{"$nulls":3},"【新点2013清单造价江苏版 V10.3.5】"]
["分部分项工程和单价措施项目清单与计价表"]
["工程名称：国际公寓宿舍2-3单元改造-修缮安装",{"$nulls":4},"标段：",{"$nulls":4},"第7页 共12页"]
["序号","项目编码","项目名称",null,"项目特征描述",null,"计量\n单位","工程量","金额（元）"]
[{"$nulls":8},"综合单价","合价",null,"其中"]
[{"$nulls":11},"暂估价"]
["28","030412001004","普通灯具",null,"1、安装部位：卫生间吊顶照明\n2、名称：乳白色亚克力方形吊顶平板灯\n3、型号及规格：300*300平板\n4、功率: 48W；\n5、光源类型：LED；\n6、光源色温：5700K\n7、灯具品牌：欧普、飞利浦、雷士中选择一种\n8、投标单位综合考虑、自主报价，满足使用单位要求",null,"套","4"]
[]
[]
["29","030411001005","配管",null,"1、部位：卫生间开槽配管\n2、材质：塑料管\n3、规格：DN20\n4、配置形式：墙面暗配\n5、备注：包含切割墙体、刨沟、敷设线管、抹砂浆保护层、恢复墙面\n6、品牌：日丰、金牛同质品牌\n7、投标单位综合考虑、自主报价，满足使用方要求",null,"m","34.08"]
[]
[]
["30","030411004006","配线",null,"1、部位：卫生间墙面、顶面\n2、配线形式：管内穿线\n3、材质、规格：铜芯BV-2.5mm2\n4、配线品牌：江南、远东\n5、投标单位综合考虑、自主报价，满足使用方要求",null,"m","102.24"]
[]
["31","030404035006","墙面盲板",null,"1、部位：洗手池下部\n2、名称：墙面盲板\n3、包含面板、接线盒等\n4、品牌：西门子、施耐德、公牛等同等品牌\n5、投标单位综合考虑、自主报价，满足使用方要求",null,"个","8"]
[]
[]
["本页小计"]
[]
[{"$nulls":3},"【新点2013清单造价江苏版 V10.3.5】"]
["分部分项工程和单价措施项目清单与计价表"]
["工程名称：国际公寓宿舍2-3单元改造-修缮安装",{"$nulls":4},"标段：",{"$nulls":4},"第8页 共12页"]
["序号","项目编码","项目名称",null,"项目特征描述",null,"计量\n单位","工程量","金额（元）"]
[{"$nulls":8},"综合单价","合价",null,"其中"]
[{"$nulls":11},"暂估价"]
["32","030404034002","照明开关",null,"1、名称：卫生间照明开关\n2、规格：220V 10A\n3、安装方式：暗装\n4、品牌：正泰、施耐德、公牛等同等品牌\n5、投标单位综合考虑、自主报价，满足使用方要求",null,"个","4"]
[]
["33","030404033002","卫生间排气扇",null,"1、部位：卫生间排气扇拆除换新\n2、规格、型号：90m3/h，功率22W\n3、投标单位综合考虑、自主报价，满足使用单位要求",null,"台","4"]
[]
["34","031004006003","大便器",null,"1、部位：卫生间\n2、名称：蹲便器（含上下水洁具）\n3、规格、类型：手按阀蹲式大便器（含水箱）\n4、材质：瓷质大便器，样式由建设单位确认为准\n5、品牌：箭牌、九牧、东鹏等同品质品牌\n6、安装蹲便器使用堵漏王封堵，包括但不仅限于与水管接触点\n7、包含配套安装的配件、给水管、全部辅材及五金配件，满足使用单位使用需求",null,"组","8"]
[]
[]
[]
["35","031004003001","洗脸盆",null,"1、部位：卫生间\n2、名称：洗脸盆（含上下水洁具）\n3、规格、类型：2个陶瓷洗面盆，含不锈钢洗脸盆水嘴\n4、附件名称、数量：包含安装所需附件、阀门等\n5、品牌：九牧王、箭牌等同品质品牌\n6、投标单位综合考虑、自主报价，满足使用单位使用需求",null,"组","8"]
[]
[]
[]
[]
["本页小计"]
[]
[{"$nulls":3},"【新点2013清单造价江苏版 V10.3.5】"]
["分部分项工程和单价措施项目清单与计价表"]
["工程名称：国际公寓宿舍2-3单元改造-修缮安装",{"$nulls":4},"标段：",{"$nulls":4},"第9页 共12页"]
["序号","项目编码","项目名称",null,"项目特征描述",null,"计量\n单位","工程量","金额（元）"]
[{"$nulls":8},"综合单价","合价",null,"其中"]
[{"$nulls":11},"暂估价"]
["36","031004014002","给、排水附（配）件",null,"1、部位：卫生间\n2、名称：304不锈钢地漏\n3、型号、规格：DN50\n4、投标单位综合考虑、自主报价，满足使用单位使用需求",null,"个(组)","4"]
[]
["37","031004014005","给、排水附（配）件",null,"1、部位：吊顶内\n2、给水管道预留三通，支管管口丝堵封住，后期改造预留\n3、投标单位综合考虑、自主报价，满足使用单位使用需求",null,"个(组)","4"]
[]
["38","031001006003","塑料管",null,"1、部位：卫生间给水管道\n2、材质、规格：PPR给水管DN32\n3、重新打孔、铺设、安装，敷设到位，满足相应设备使用\n4、备注：包含安装所需的附属配件\n5、投标单位综合考虑、自主报价，满足使用单位要求",null,"m","50.56"]
[]
["39","031001006004","塑料管",null,"1、部位：卫生间排水管道\n2、材质、规格：PVC排水管DN110\n3、介质：污水\n4、连接形式：pvc胶粘接\n5、备注：包含安装所需的附属配件\n6、投标单位综合考虑、自主报价，满足使用单位要求",null,"m","17.28"]
[]
["40","030404035003","插座",null,"1、名称：五孔插座\n2、规格：10A\n3、安装方式：明装\n4、正泰、施耐德、公牛等同等品牌\n5、备注：插座具体安装部位，满足使用单位使用需求",null,"个","32"]
[]
[]
[]
[]
[]
[]
["本页小计"]
[]
[{"$nulls":3},"【新点2013清单造价江苏版 V10.3.5】"]
["分部分项工程和单价措施项目清单与计价表"]
["工程名称：国际公寓宿舍2-3单元改造-修缮安装",{"$nulls":4},"标段：",{"$nulls":4},"第10页 共12页"]
["序号","项目编码","项目名称",null,"项目特征描述",null,"计量\n单位","工程量","金额（元）"]
[{"$nulls":8},"综合单价","合价",null,"其中"]
[{"$nulls":11},"暂估价"]
["41","030411001004","配管",null,"1、部位：室内墙面明敷线槽\n2、材质：PVC线槽\n3、规格：线槽宽40\n4、配置形式：墙面明配\n5、备注：原室内墙面、地板保护性施工\n6、投标单位综合考虑、自主报价，满足使用方要求",null,"m","174.12"]
[]
["42","030411004003","配线",null,"1、部位：室内墙面、顶面\n2、配线形式：线槽内敷设\n3、材质、规格：铜芯BV-2.5mm2\n4、配线品牌：江南、远东\n5、投标单位综合考虑、自主报价，满足使用方要求",null,"m","522.36"]
[]
["43","011613001004","灯具拆除",null,"1、拆除部位：室内顶面\n2、名称：吸顶面板灯\n3、拆除垃圾清理、归堆整理外运，投标单位综合考虑自主报价",null,"套","16"]
[]
["44","030412001005","普通灯具",null,"1、安装部位：室内照明\n2、型号及规格：600*600平板LED吸顶灯\n3、灯具功率: 48W；\n4、灯具品牌：欧普、飞利浦、雷士中选择一种\n5、投标单位综合考虑、自主报价，满足使用单位要求",null,"套","16"]
[]
[null,null,"分部小计",{"$nulls":4},""]
[null,null," 国际公寓104开水房1间",{"$nulls":4},""]
["45","011613001007","灯具拆除",null,"1、拆除部位：室内顶面\n2、名称：吸顶面板灯\n3、拆除垃圾清理、归堆整理外运，投标单位综合考虑自主报价",null,"套","2"]
[]
[]
["本页小计"]
[]
[{"$nulls":3},"【新点2013清单造价江苏版 V10.3.5】"]
["分部分项工程和单价措施项目清单与计价表"]
["工程名称：国际公寓宿舍2-3单元改造-修缮安装",{"$nulls":4},"标段：",{"$nulls":4},"第11页 共12页"]
["序号","项目编码","项目名称",null,"项目特征描述",null,"计量\n单位","工程量","金额（元）"]
[{"$nulls":8},"综合单价","合价",null,"其中"]
[{"$nulls":11},"暂估价"]
["46","030412001006","普通灯具",null,"1、安装部位：室内照明\n2、型号及规格：600*600平板LED吸顶灯\n3、灯具功率: 48W；\n4、灯具品牌：欧普、飞利浦、雷士中选择一种\n5、投标单位综合考虑、自主报价，满足使用单位要求",null,"套","2"]
[]
["47","031004004001","洗涤盆",null,"1、部位：开水房\n2、名称：陶瓷洗涤盆（含水龙头）\n3、投标单位综合考虑报价、满足甲方使用需求",null,"组","1"]
["48","031004014003","给、排水附（配）件",null,"1、部位：开水房\n2、名称：水龙头\n3、型号、规格：不锈钢\n4、投标单位综合考虑报价、满足甲方使用需求",null,"个(组)","5"]
[]
["49","031001006005","塑料管",null,"1、部位：室内给水管道\n2、材质、规格：PPR给水管DN32\n3、重新打孔、铺设、安装，敷设到位，满足相应设备使用\n4、备注：包含安装所需的附属配件\n5、投标单位综合考虑、自主报价，满足使用单位要求",null,"m","25.3"]
[]
["50","030404035004","插座",null,"1、部位：开水房\n2、名称：五孔插座\n3、规格：86型16A，暗装\n4、正泰、德力西、施耐德等品牌",null,"个","12"]
["51","030411002003","线槽",null,"1、部位：开水房\n2、名称：塑料线槽\n3、规格：L30mm\n4、品牌：联塑\n5、投标单位综合考虑、自主报价，满足使用单位要求",null,"m","27.88"]
[]
[]
[]
[]
["本页小计"]
[]
[{"$nulls":3},"【新点2013清单造价江苏版 V10.3.5】"]
["分部分项工程和单价措施项目清单与计价表"]
["工程名称：国际公寓宿舍2-3单元改造-修缮安装",{"$nulls":4},"标段：",{"$nulls":4},"第12页 共12页"]
["序号","项目编码","项目名称",null,"项目特征描述",null,"计量\n单位","工程量","金额（元）"]
[{"$nulls":8},"综合单价","合价",null,"其中"]
[{"$nulls":11},"暂估价"]
["52","030411004004","配线",null,"1、部位：开水房\n2、名称：铜芯线\n3、配线形式：管内、槽板内敷设\n4、规格：BV-4\n5、品牌：新大、远东、宝胜等\n6、投标单位综合考虑、自主报价，满足使用单位要求",null,"m","83.64"]
[]
["53","030412001007","普通灯具",null,"1、安装部位：洗衣间吊顶照明\n2、名称：乳白色亚克力方形吊顶平板灯\n3、型号及规格：300*300平板\n4、功率: 48W；\n5、光源类型：LED；\n6、光源色温：5700K\n7、灯具品牌：欧普、飞利浦、雷士中选择一种\n8、投标单位综合考虑、自主报价，满足使用单位要求",null,"套","1"]
[]
[]
["54","030404033003","卫生间排气扇",null,"1、部位：洗衣间排气扇拆除换新\n2、规格、型号：90m3/h，功率22W\n3、投标单位综合考虑、自主报价，满足使用单位要求",null,"台","1"]
[]
[null,null,"分部小计",{"$nulls":4},""]
[null,null,"分部分项合计",{"$nulls":4},""]
["1","031301017001","脚手架搭拆",{"$nulls":3},"项","1"]
[null,null,"单价措施合计",{"$nulls":4},""]
{"$rows_empty":10}
["本页小计"]
["合    计"]
[]
[{"$nulls":3},"【新点2013清单造价江苏版 V10.3.5】"]

{"sheet":"4.2 表-11 总价措施项目清单与计价表","index":5,"n_rows":79,"n_cols":14,"rows_kept":79,"merged":[[0,0,0,14],[1,0,1,6],[1,7,1,11],[1,12,1,14],[2,2,2,4],[2,6,2,7],[2,8,2,9],[2,11,2,12],[2,13,2,14],[3,2,3,4],[3,6,3,7],[3,8,3,9],[3,11,3,12],[3,13,3,14],[4,2,4,4],[4,6,4,7],[4,8,4,9],[4,11,4,12],[4,13,4,14],[5,2,5,4],[5,6,5,7],[5,8,5,9],[5,11,5,12],[5,13,5,14],[6,2,6,4],[6,6,6,7],[6,8,6,9],[6,11,6,12],[6,13,6,14],[7,2,7,4],[7,6,7,7],[7,8,7,9],[7,11,7,12],[7,13,7,14],[8,2,8,4],[8,6,8,7],[8,8,8,9],[8,11,8,12],[8,13,8,14],[9,2,9,4],[9,6,9,7],[9,8,9,9],[9,11,9,12],[9,13,9,14],[10,2,10,4],[10,6,10,7],[10,8,10,9],[10,11,10,12],[10,13,10,14],[11,2,11,4],[11,6,11,7],[11,8,11,9],[11,11,11,12],[11,13,11,14],[12,2,12,4],[12,6,12,7],[12,8,12,9],[12,11,12,12],[12,13,12,14],[13,2,13,4],[13,6,13,7],[13,8,13,9],[13,11,13,12],[13,13,13,14],[14,2,14,4],[14,6,14,7],[14,8,14,9],[14,11,14,12],[14,13,14,14],[15,2,15,4],[15,6,15,7],[15,8,15,9],[15,11,15,12],[15,13,15,14],[16,0,16,14],[17,3,17,14],[18,0,18,3],[18,9,18,13],[19,0,19,14],[20,0,20,6],[20,7,20,11],[20,12,20,14],[21,2,21,4],[21,6,21,7],[21,8,21,9],[21,11,21,12],[21,13,21,14],[22,2,22,4],[22,6,22,7],[22,8,22,9],[22,11,22,12],[22,13,22,14],[23,0,24,0],[23,1,24,1],[23,2,24,4],[23,5,24,5],[23,6,24,7],[23,8,24,9],[23,10,24,10],[23,11,24,12],[23,13,24,14],[25,0,27,0],[25,1,27,1],[25,2,27,4],[25,5,27,5],[25,6,27,7],[25,8,27,9],[25,10,27,10],[25,11,27,12],[25,13,27,14],[28,2,28,4],[28,6,28,7],[28,8,28,9],[28,11,28,12],[28,13,28,14],[29,2,29,4],[29,6,29,7],[29,8,29,9],[29,11,29,12],[29,13,29,14],[30,0,32,0],[30,1,32,1],[30,2,32,4],[30,5,32,5],[30,6,32,7],[30,8,32,9],[30,10,32,10],[30,11,32,12],[30,13,32,14],[33,2,33,4],[33,6,33,7],[33,8,33,9],[33,11,33,12],[33,13,33,14],[34,0,34,14],[36,3,36,14],[37,0,37,3],[37,9,37,13],[38,0,38,14],[39,0,39,6],[39,7,39,11],[39,12,39,14],[40,2,40,4],[40,6,40,7],[40,8,40,9],[40,11,40,12],[40,13,40,14],[41,2,41,4],[41,6,41,7],[41,8,41,9],[41,11,41,12],[41,13,41,14],[42,2,42,4],[42,6,42,7],[42,8,42,9],[42,11,42,12],[42,13,42,14],[43,2,43,4],[43,6,43,7],[43,8,43,9],[43,11,43,12],[43,13,43,14],[44,2,44,4],[44,6,44,7],[44,8,44,9],[44,11,44,12],[44,13,44,14],[45,2,45,4],[45,6,45,7],[45,8,45,9],[45,11,45,12],[45,13,45,14],[46,2,46,4],[46,6,46,7],[46,8,46,9],[46,11,46,12],[46,13,46,14],[47,2,47,4],[47,6,47,7],[47,8,47,9],[47,11,47,12],[47,13,47,14],[48,2,48,4],[48,6,48,7],[48,8,48,9],[48,11,48,12],[48,13,48,14],[49,2,49,4],[49,6,49,7],[49,8,49,9],[49,11,49,12],[49,13,49,14],[50,2,50,4],[50,6,50,7],[50,8,50,9],[50,11,50,12],[50,13,50,14],[51,2,51,4],[51,6,51,7],[51,8,51,9],[51,11,51,12],[51,13,51,14],[52,2,52,4],[52,6,52,7],[52,8,52,9],[52,11,52,12],[52,13,52,14],[53,2,53,4],[53,6,53,7],[53,8,53,9],[53,11,53,12],[53,13,53,14],[54,2,54,4],[54,6,54,7],[54,8,54,9],[54,11,54,12],[54,13,54,14],[55,2,55,4],[55,6,55,7],[55,8,55,9],[55,11,55,12],[55,13,55,14],[56,2,56,4],[56,6,56,7],[56,8,56,9],[56,11,56,12],[56,13,56,14],[57,2,57,4],[57,6,57,7],[57,8,57,9],[57,11,57,12],[57,13,57,14],[58,2,58,4],[58,6,58,7],[58,8,58,9],[58,11,58,12],[58,13,58,14],[59,2,59,4],[59,6,59,7],[59,8,59,9],[59,11,59,12],[59,13,59,14],[60,2,60,4],[60,6,60,7],[60,8,60,9],[60,11,60,12],[60,13,60,14],[61,2,61,4],[61,6,61,7],[61,8,61,9],[61,11,61,12],[61,13,61,14],[62,2,62,4],[62,6,62,7],[62,8,62,9],[62,11,62,12],[62,13,62,14],[63,2,63,4],[63,6,63,7],[63,8,63,9],[63,11,63,12],[63,13,63,14],[64,2,64,4],[64,6,64,7],[64,8,64,9],[64,11,64,12],[64,13,64,14],[65,2,65,4],[65,6,65,7],[65,8,65,9],[65,11,65,12],[65,13,65,14],[66,2,66,4],[66,6,66,7],[66,8,66,9],[66,11,66,12],[66,13,66,14],[67,2,67,4],[67,6,67,7],[67,8,67,9],[67,11,67,12],[67,13,67,14],[68,2,68,4],[68,6,68,7],[68,8,68,9],[68,11,68,12],[68,13,68,14],[69,2,69,4],[69,6,69,7],[69,8,69,9],[69,11,69,12],[69,13,69,14],[70,2,70,4],[70,6,70,7],[70,8,70,9],[70,11,70,12],[70,13,70,14],[71,2,71,4],[71,6,71,7],[71,8,71,9],[71,11,71,12],[71,13,71,14],[72,2,72,4],[72,6,72,7],[72,8,72,9],[72,11,72,12],[72,13,72,14],[73,2,73,4],[73,6,73,7],[73,8,73,9],[73,11,73,12],[73,13,73,14],[74,2,74,4],[74,6,74,7],[74,8,74,9],[74,11,74,12],[74,13,74,14],[75,2,75,4],[75,6,75,7],[75,8,75,9],[75,11,75,12],[75,13,75,14],[76,0,76,14],[77,3,77,14],[78,0,78,3],[78,9,78,13]],"flags":["formulas_cached_only"]}
["总价措施项目清单与计价表"]
["工程名称：国际公寓宿舍2-3单元改造-修缮安装",{"$nulls":6},"标段：",{"$nulls":4},"第1页 共3页"]
["序号","项目编码","项目名称",null,null,"计算基础","费率（%）",null,"金额（元）",null,"调整\n费率（%）","调整后\n金额（元）",null,"备注"]
["1","031302001001","安全文明施工费",{"$nulls":3},""]
["1.1",null,"基本费",null,null,"分部分项合计+单价措施项目合计-除税工程设备费","1.500"]
["1.2",null,"增加费",null,null,"分部分项合计+单价措施项目合计-除税工程设备费",""]
["1.3",null,"扬尘污染防治增加费",null,null,"分部分项合计+单价措施项目合计-除税工程设备费","0.210"]
["2","031302002001","夜间施工增加",null,null,"分部分项合计+单价措施项目合计-除税工程设备费",""]
["3","031302003001","非夜间施工增加",null,null,"分部分项合计+单价措施项目合计-除税工程设备费",""]
["4","031302004001","二次搬运",null,null,"分部分项合计+单价措施项目合计-除税工程设备费",""]
["5","031302005001","冬雨季施工增加",null,null,"分部分项合计+单价措施项目合计-除税工程设备费",""]
["6","031302006001","已完工程及设备保护",null,null,"分部分项合计+单价措施项目合计-除税工程设备费",""]
["7","031302008001","临时设施",null,null,"分部分项合计+单价措施项目合计-除税工程设备费",""]
["8","031302009001","赶工措施",null,null,"分部分项合计+单价措施项目合计-除税工程设备费",""]
[]
[]
[]
[{"$nulls":3},"【新点2013清单造价江苏版 V10.3.5】"]
["编制人（造价人员）：",{"$nulls":8},"复核人（造价工程师）："]
["总价措施项目清单与计价表"]
["工程名称：国际公寓宿舍2-3单元改造-修缮安装",{"$nulls":6},"标段：",{"$nulls":4},"第2页 共3页"]
["序号","项目编码","项目名称",null,null,"计算基础","费率（%）",null,"金额（元）",null,"调整\n费率（%）","调整后\n金额（元）",null,"备注"]
["9","031302010001","工程按质论价",null,null,"分部分项合计+单价措施项目合计-除税工程设备费",""]
["10","031302011001","住宅分户验收",null,null,"分部分项合计+单价措施项目合计-除税工程设备费","",{"$nulls":6},"在计取住宅分户验收时，大型土石方工程、桩基工程和地下室部分不计入计费基础"]
[]
["11","031302012001","建筑工人实名制费用",null,null,"分部分项合计+单价措施项目合计-除税工程设备费","",{"$nulls":6},"建筑工人实名制设备由建筑工人工资专用账户开户银行提供的，建筑工人实名制费用按表中费率乘以0.5系数计取"]
[]
[]
["12","031302090001","地上、地下设施、建筑物的临时保护设施",null,null,"分部分项合计+单价措施项目合计-除税工程设备费",""]
["13","031302091001","特殊条件下施工增加费",null,null,"分部分项合计+单价措施项目合计-除税工程设备费",""]
["14","031302015001","智慧工地费用",null,null,"分部分项合计+单价措施项目合计-除税工程设备费","",{"$nulls":6},"现场安全隐患排查、人员信息动态管理、扬尘管控视频监控、高处作业防护预警、危大工程监测预警和集成平台等设备、软件和管理费用。"]
[]
[]
[]
[]
[]
[{"$nulls":3},"【新点2013清单造价江苏版 V10.3.5】"]
["编制人（造价人员）：",{"$nulls":8},"复核人（造价工程师）："]
["总价措施项目清单与计价表"]
["工程名称：国际公寓宿舍2-3单元改造-修缮安装",{"$nulls":6},"标段：",{"$nulls":4},"第3页 共3页"]
["序号","项目编码","项目名称",null,null,"计算基础","费率（%）",null,"金额（元）",null,"调整\n费率（%）","调整后\n金额（元）",null,"备注"]
["15","031302016001","新冠疫情常态化防控",null,null,"分部分项合计+单价措施项目合计-除税工程设备费",""]
{"$rows_empty":35}
[{"$nulls":3},"【新点2013清单造价江苏版 V10.3.5】"]
["编制人（造价人员）：",{"$nulls":8},"复核人（造价工程师）："]

{"sheet":"4.3 表-13 规费、税金项目计价表","index":6,"n_rows":41,"n_cols":11,"rows_kept":41,"merged":[[0,0,0,11],[1,0,1,4],[1,5,1,8],[1,9,1,11],[2,1,2,2],[2,3,2,5],[2,6,2,7],[2,8,2,9],[2,10,2,11],[3,1,3,2],[3,3,3,5],[3,6,3,7],[3,8,3,9],[3,10,3,11],[4,1,4,2],[4,3,4,5],[4,6,4,7],[4,8,4,9],[4,10,4,11],[5,1,5,2],[5,3,5,5],[5,6,5,7],[5,8,5,9],[5,10,5,11],[6,1,6,2],[6,3,6,5],[6,6,6,7],[6,8,6,9],[6,10,6,11],[7,1,7,2],[7,3,7,5],[7,6,7,7],[7,8,7,9],[7,10,7,11],[8,1,8,2],[8,3,8,5],[8,6,8,7],[8,8,8,9],[8,10,8,11],[9,1,9,2],[9,3,9,5],[9,6,9,7],[9,8,9,9],[9,10,9,11],[10,1,10,2],[10,3,10,5],[10,6,10,7],[10,8,10,9],[10,10,10,11],[11,1,11,2],[11,3,11,5],[11,6,11,7],[11,8,11,9],[11,10,11,11],[12,1,12,2],[12,3,12,5],[12,6,12,7],[12,8,12,9],[12,10,12,11],[13,1,13,2],[13,3,13,5],[13,6,13,7],[13,8,13,9],[13,10,13,11],[14,1,14,2],[14,3,14,5],[14,6,14,7],[14,8,14,9],[14,10,14,11],[15,1,15,2],[15,3,15,5],[15,6,15,7],[15,8,15,9],[15,10,15,11],[16,1,16,2],[16,3,16,5],[16,6,16,7],[16,8,16,9],[16,10,16,11],[17,1,17,2],[17,3,17,5],[17,6,17,7],[17,8,17,9],[17,10,17,11],[18,1,18,2],[18,3,18,5],[18,6,18,7],[18,8,18,9],[18,10,18,11],[19,1,19,2],[19,3,19,5],[19,6,19,7],[19,8,19,9],[19,10,19,11],[20,1,20,2],[20,3,20,5],[20,6,20,7],[20,8,20,9],[20,10,20,11],[21,1,21,2],[21,3,21,5],[21,6,21,7],[21,8,21,9],[21,10,21,11],[22,1,22,2],[22,3,22,5],[22,6,22,7],[22,8,22,9],[22,10,22,11],[23,1,23,2],[23,3,23,5],[23,6,23,7],[23,8,23,9],[23,10,23,11],[24,1,24,2],[24,3,24,5],[24,6,24,7],[24,8,24,9],[24,10,24,11],[25,1,25,2],[25,3,25,5],[25,6,25,7],[25,8,25,9],[25,10,25,11],[26,1,26,2],[26,3,26,5],[26,6,26,7],[26,8,26,9],[26,10,26,11],[27,1,27,2],[27,3,27,5],[27,6,27,7],[27,8,27,9],[27,10,27,11],[28,1,28,2],[28,3,28,5],[28,6,28,7],[28,8,28,9],[28,10,28,11],[29,1,29,2],[29,3,29,5],[29,6,29,7],[29,8,29,9],[29,10,29,11],[30,1,30,2],[30,3,30,5],[30,6,30,7],[30,8,30,9],[30,10,30,11],[31,1,31,2],[31,3,31,5],[31,6,31,7],[31,8,31,9],[31,10,31,11],[32,1,32,2],[32,3,32,5],[32,6,32,7],[32,8,32,9],[32,10,32,11],[33,1,33,2],[33,3,33,5],[33,6,33,7],[33,8,33,9],[33,10,33,11],[34,1,34,2],[34,3,34,5],[34,6,34,7],[34,8,34,9],[34,10,34,11],[35,1,35,2],[35,3,35,5],[35,6,35,7],[35,8,35,9],[35,10,35,11],[36,1,36,2],[36,3,36,5],[36,6,36,7],[36,8,36,9],[36,10,36,11],[37,0,37,9],[37,10,37,11],[39,2,39,11],[40,0,40,3],[40,7,40,10]],"flags":["formulas_cached_only"]}
["规费、税金项目计价表"]
["工程名称：国际公寓宿舍2-3单元改造-修缮安装",{"$nulls":4},"标段：",{"$nulls":3},"第1页 共1页"]
["序号","项目名称",null,"计算基础",null,null,"计算基数(元)",null,"计算费率(％)",null,"金额(元)"]
["1","规费",null,"环境保护税+社会保险费+住房公积金",{"$nulls":4},"100.000"]
["1.1","社会保险费",null,"分部分项工程费+措施项目费+其他项目费-除税工程设备费",{"$nulls":4},"3.800"]
["1.2","住房公积金",null,"分部分项工程费+措施项目费+其他项目费-除税工程设备费",{"$nulls":4},"0.670"]
["1.3","环境保护税",null,"分部分项工程费+措施项目费+其他项目费-除税工程设备费",{"$nulls":4},""]
["2","税金",null,"分部分项工程费+措施项目费+其他项目费+规费-除税甲供材料和甲供设备费/1.01",{"$nulls":4},"9.000"]
{"$rows_empty":29}
["合  计"]
[]
[null,null,"【新点2013清单造价江苏版 V10.3.5】"]
["编制人（造价人员）：",{"$nulls":6},"复核人（造价工程师）："]